## Instructions & Intent
VMware vSphere Firewalling Helper, Instructions & Intent
Version 801-20230616-01. Visit https://via.vmw.com/scg for the latest version.
See the included documentation for important guidance and instructions.
This document began as an effort to assist enterprise IT staff and their network firewall administrators. It is intended to help document what is required for firewalling at the network level, at the perimeter of a VCF and/or vSphere deployment, and not necessarily the ESXi or vCenter Server appliance host-based firewalls. While we encourage the use of multiple levels of firewalling as defense-in-depth, enablement of the host-based firewalls is covered in the product documentation on a per-feature basis.
Internal ports (ports visible in netstat, listening on 127.0.0.1 or ::1, or not allowed through iptables) are inside the support boundary of the appliances and listed here in order to make customer regulatory compliance efforts (NERC CIP, PCI DSS 4.0, etc.) easier. Changes to appliance internals are not supported, may be overwritten during product updates and upgrades, and may cause operational issues, either directly or later during product updates and upgrades. Please consult with VMware Global Support Services.
This document should mostly mirror ports.vmware.com, which is the authoritative reference for this information. This spreadsheet is supplied in order to assist customers. Internal ports and encryption data are not documented on ports.vmware.com, though, whereas they are listed here.
While product changes may cause discrepancies we strive for 100% accuracy and appreciate feedback. Please visit https://via.vmware.com/scg and use the Feedback mechanism on the page there to send us information if you see something amiss, or if there is an additional set of data that would be helpful if added here. Thank you.

## Disclaimer
VMware vSphere Firewalling Helper, Disclaimer
Version 801-20230616-01. Visit https://via.vmw.com/scg for the latest version.
See the included documentation for important guidance and instructions.
This document is intended to provide general guidance for organizations that are considering VMware solutions. The information contained in this document is for educational and informational purposes only. This document is not intended to provide advice and is provided “AS IS.” VMware makes no claims, promises, or guarantees about the accuracy, completeness, or adequacy of the information contained herein. Organizations should engage appropriate legal, business, technical, and audit expertise within their specific organization for review of requirements and effectiveness of implementations.

## Definitions
VMware vSphere Firewalling Helper, Definitions
Version 801-20230616-01. Visit https://via.vmw.com/scg for the latest version.
See the included documentation for important guidance and instructions.
Source or Destination Group | Definition | External to Deployment?
Administration Systems Requiring VM Console Access | Customer systems (workstations, and so on.) that require access to VM consoles. | Y
Backup Servers | Customer systems that handle VM backups. | Y
CIM Administration System | Customer systems that use the CIM and OpenSLP protocols to interact. | Y
DHCPv4 Server | Customer DHCPv4 servers. Implementations vary, listed for completeness. | Y
DHCPv6 Server | Customer DHCPv6 servers. Implementations vary, listed for completeness. | Y
DNS Resolvers | Customer DNS resolvers, capable of returning information pertaining to the vSphere infrastructure as well as recursive Internet queries. | Y
Email Server | A SMTP-compatible mail server for use with vCenter Server alerts | Y
Enhanced Linked Mode Partner Management IP address | IP address or addresses of additional vCenter Servers participating in Enhanced Linked Mode. | N
ESXi iSCSI IP addresses | IP addresses configured for use by iSCSI storage connections. | N
ESXi Management IP addresses | IP addresses configured on ESXi host management interfaces in the vSphere cluster. | N
ESXi NFS IP addresses | IP addresses configured for use by NFS storage connections. | N
ESXi vMotion IP addresses | IP addresses configured on ESXi vMotion interfaces in the vSphere cluster. | N
ESXi vSAN IP addresses | IP addresses configured on ESXi vSAN interfaces in the vSphere cluster. | N
FBBR Target Address | Destination address of vCenter Server File-based Backup and Restore. | Y
Hardware Support Manager IP Address | Customer hardware support tools such as Dell EMC OMIVV, HPE iLO Amplifier, and so on. | Y/N
Internal to Product (127.0.0.1/::1), For Reference Only | The appliance service is bound to localhost (127.0.0.1 or ::1) or is blocked by iptables in a way that is not user-configurable. These ports will be seen if scans are initiated from the appliances themselves. Modifications to appliance configurations outside of the direct guidance of VMware Global Support Services is not supported and may result in functional problems with the products, either immediately or in the future (i.e. endangering patching and upgrades). Changes to internal appliance configurations may also be overwritten during updates. | N
iSCSI Storage Server | Customer iSCSI storage server(s). | Y
Key Management Server addresses | Customer key management servers. | Y
Management Workstations | Customer systems used for installing, upgrading, and managing vSphere and related infrastructure. | Y
Microsoft Active Directory Domain Controllers | Customer Active Directory Domain Controller addresses. | Y
Microsoft Active Directory Federation Servers | Customer Active Directory Federation Services server addresses. | Y
NFS Storage Server | Customer NFS storage server(s). | Y
NTP Server | Customer NTP servers. | Y
Platform Services Controller | IP address configured for one or more vCenter Server Platform Services Controllers | N
Precision Time Protocol Servers | Customer PTP servers. Implementations may vary, listed for completeness. | Y
Proxy Server | A proxy used to enable communications | Y
RDMA Storage Array | RDMA-enabled storage array | Y
Remote ESXi Management IP addresses | IP addresses configured on remote/target ESXi management interfaces | Y
Remote ESXi vMotion IP addresses | IP addresses configured on remote/target ESXi vMotion interfaces | Y
Remote vCenter Server Management IP address | IP address configured on remote/target vCenter Server management interface | Y
SNMP Management System | Customer systems that use the SNMP protocol to interact. | Y
Solutions Management Addresses | IP addresses configured for one or more VMware solutions (vRealize Operations Manager, vSphere Replication, and so on) | N
Tanzu Client Network | Network from which a devops client will acesss Supervisor or Tanzu Kubernetes clusters. | N
Tanzu Cluster IP address range | IP addresses configured in vSphere with Tanzu for use by the Kubernetes Clusters and Pods. | N
Tanzu Cluster Network | IP addresses configured in vSphere with Tanzu for use by the Kubernetes Clusters and Pods. | N
Tanzu Load Balancer Network | Network on which load balancer realizes its VIP. | N
Tanzu Management IP address range | IP addresses configured in vSphere with Tanzu for use by Kubernetes management infrastructure. | N
Tanzu Management Network | Network connecting Supervisor control plane VMs with VC | N
Tanzu Supervisor Primary Network | Network that will be used by Supervisor control plane VMs to expose Kubernetes API server to devops users and other workloads. It can also used as backing network for Tanzu Kubernetes Cluster VMs. | N
Tanzu Workload Network | List of vSphere Namespaces networks associated with a cluster. | N
Trust Authority Cluster ESXi Management IP addresses | IP addresses configured on ESXi host management interfaces in the vSphere Trust Authority management cluster. | N
VASA/VVOL Storage Array | VVOL-enabled storage array(s) with a VASA provider. | Y
vCenter Server Management IP address | IP address configured on the primary vCenter Server management interface in the vSphere cluster. | N
vCHA Partner Management IP Address | IP address of the vCenter Server HA failover node. | N
vRealize Log Insight | Cluster IP address for vRealize Log Insight log ingestion, or other syslog-compatible system. | N
vSAN File Services IP Addresses | IP addresses assigned to the vSAN File Services VMs | N
vSAN iSCSI Clients | Clients configured to use vSAN iSCSI services. | Y
vSAN iSCSI Target Service IP address | IP address configured on vSAN iSCSI services, used for client access. | N
vSAN NFS Clients | Clients configured to use vSAN NFS services. | Y
vSAN SMB Clients | Clients configured to use vSAN SMB services. | Y
vSAN Witness IP address | IP address of the vSAN Witness appliance. | N
vSphere Bitfusion Server Management IP addresses | IP addresses assigned to the Bitfusion Servers | N
vSphere Bitfusion Workload Client Addresses | IP addresses assigned to the Bitfusion workloads/clients | N
vSphere Replication Target Management IP address | IP address configured on the target/destination vSphere Replication management interface. | N
vCenter Cloud Gateway Management IP address | IP address configured on the VMware vCenter Cloud Gateway Appliance management interface. | N

## Ports
VMware vSphere Firewalling Helper, Ports
Version 803-20250709-01. Visit https://via.vmw.com/scg for the latest version.
See the included documentation for important guidance and instructions.
Port | Protocol | Product | Version | Purpose/Feature | Source | Destination | Service Description | Classification | Encrypted | Notes
9 | UDP | vCenter Server | 6.5, 6.7, 7.0, 8.0 | vSphere - DPM | vCenter Server Management IP address | ESXi Management IP addresses | Wake-on-LAN for Dynamic Power Management | Incoming | No
21 | TCP | vCenter Server | 6.7, 7.0, 8.0 | vSphere - FBBR | vCenter Server Management IP address | File-based Backup and Restore Target IP address | vCenter Server File-Based Backup and Restore over FTP | Outgoing | No
22 | TCP | ESXi | 6.5, 6.7, 7.0, 8.0 | vSphere - Base | Management Workstations | ESXi Management IP addresses | SSH access for troubleshooting and support | Incoming | Yes
22 | TCP | vCenter Cloud Gateway | 7.0, 8.0 | vSphere - Cloud Gateway | Management Workstations | vCenter Cloud Gateway Management IP address | SSH access for troubleshooting and support | Incoming | Yes
22 | TCP | vCenter Server | 6.5, 6.7, 7.0, 8.0 | vSphere - Base | Management Workstations | vCenter Server Management IP address | SSH access for troubleshooting and support | Incoming | Yes
22 | TCP | vCenter Server | 6.5, 6.7, 7.0, 8.0 | vSphere - vCHA | vCenter Server Management IP address | vCHA Partner Management IP address | SSH for vCenter Server High Availability replication and communication (not vSphere High Availability) | Incoming | Yes
22 | TCP | vCenter Server | 6.5, 6.7, 7.0, 8.0 | vSphere - vCHA | vCHA Partner Management IP addresses | vCenter Server Management IP address | SSH for vCenter Server High Availability replication and communication (not vSphere High Availability) | Incoming | Yes
22 | TCP | vCenter Server | 6.7, 7.0, 8.0 | vSphere - FBBR | vCenter Server Management IP address | File-based Backup and Restore Target IP address | vCenter Server File-based backup and restore over SCP | Outgoing | Yes
22 | TCP | vSphere with Tanzu | 7.0, 8.0 | vSphere - Tanzu | Tanzu Cluster Network | Tanzu Management Network | SSH access for deployed Tanzu workloads, if needed by application administrators. | Incoming | Yes
22 | TCP | vSphere with Tanzu | 7.0, 8.0 | vSphere - Tanzu | Tanzu Management Network | Tanzu Cluster Network | SSH access for deployed Tanzu workloads, if needed by application administrators. | Incoming | Yes
22 | TCP | vSphere with Tanzu | 7.0, 8.0 | vSphere - Tanzu | Tanzu Client Network | Tanzu Supervisor Primary Network | SSH access for deployed Tanzu workloads, if needed by application administrators. | Incoming | Yes
22 | TCP | vSphere with Tanzu | 7.0, 8.0 | vSphere - Tanzu | Tanzu Client Network | Tanzu Workload Network | SSH access for deployed Tanzu workloads, if needed by application administrators. | Incoming | Yes
25 | TCP | vCenter Server | 6.5, 6.7, 7.0, 8.0 | vSphere - Base | vCenter Server Management IP address | Email Server | SMTP for emailed vCenter Server Alarms | Outgoing | No
25 | TCP | vCenter Server | 6.5, 6.7, 7.0, 8.0 | vSphere - Base | Internal to Product (0.0.0.0, Firewalled), For Reference Only | Internal to Product (127.0.0.1/::1), For Reference Only | sendmail (internal proprietary service on appliance) | Internal | Internal
53 | TCP | ESXi | 6.5, 6.7, 7.0, 8.0 | vSphere - Base | ESXi Management IP addresses | DNS Resolvers | DNS Client | Outgoing | No
53 | UDP | ESXi | 6.5, 6.7, 7.0, 8.0 | vSphere - Base | ESXi Management IP addresses | DNS Resolvers | DNS Client | Outgoing | No
53 | UDP | ESXi | 6.5, 6.7, 7.0, 8.0 | vSphere - IWA | ESXi Management IP addresses | Microsoft Active Directory Domain Controllers | Active Directory Connectivity using Integrated Windows Authentication | Outgoing | Configurable
53 | TCP | ESXi | 6.5, 6.7, 7.0, 8.0 | vSphere - IWA | ESXi Management IP addresses | Microsoft Active Directory Domain Controllers | Active Directory Connectivity using Integrated Windows Authentication | Outgoing | Configurable
53 | TCP | vCenter Cloud Gateway | 7.0, 8.0 | vSphere - Cloud Gateway | vCenter Cloud Gateway Management IP address | DNS Resolvers | DNS Client | Outgoing | No
53 | UDP | vCenter Cloud Gateway | 7.0, 8.0 | vSphere - Cloud Gateway | vCenter Cloud Gateway Management IP address | DNS Resolvers | DNS Client | Outgoing | No
53 | TCP | vCenter Server | 7.0, 8.0 | vSphere - Base | Internal to Product (127.0.0.1/::1), For Reference Only | Internal to Product (127.0.0.1/::1), For Reference Only | dnsmasq (internal proprietary service on appliance) | Internal | Internal
53 | UDP | vCenter Server | 7.0, 8.0 | vSphere - Base | Internal to Product (127.0.0.1/::1), For Reference Only | Internal to Product (127.0.0.1/::1), For Reference Only | dnsmasq (internal proprietary service on appliance) | Internal | Internal
53 | TCP | vCenter Server | 7.0, 8.0 | vSphere - Base | Internal to Product (127.0.0.53/::1), For Reference Only | Internal to Product (127.0.0.1/::1), For Reference Only | systemd-resolv (internal proprietary service on appliance) | Internal | Internal
53 | UDP | vCenter Server | 7.0, 8.0 | vSphere - Base | Internal to Product (127.0.0.53/::1), For Reference Only | Internal to Product (127.0.0.1/::1), For Reference Only | systemd-resolv (internal proprietary service on appliance) | Internal | Internal
53 | TCP | vCenter Server | 6.5, 6.7, 7.0, 8.0 | vSphere - Base | vCenter Server Management IP address | DNS Resolvers | DNS Client | Outgoing | No
53 | UDP | vCenter Server | 6.5, 6.7, 7.0, 8.0 | vSphere - Base | vCenter Server Management IP address | DNS Resolvers | DNS Client | Outgoing | No
53 | UDP | vCenter Server | 6.5, 6.7, 7.0, 8.0 | vSphere - IWA | vCenter Server Management IP address | Microsoft Active Directory Domain Controllers | Active Directory Connectivity using Integrated Windows Authentication | Outgoing | Configurable
53 | TCP | vCenter Server | 6.5, 6.7, 7.0, 8.0 | vSphere - IWA | vCenter Server Management IP address | Microsoft Active Directory Domain Controllers | Active Directory Connectivity using Integrated Windows Authentication | Outgoing | Configurable
53 | TCP | vSphere with Tanzu | 7.0, 8.0 | vSphere - Tanzu | Tanzu Cluster Network | Tanzu Cluster Network | CoreDNS for Tanzu supervisor cluster | Bidirectional | No
53 | UDP | vSphere with Tanzu | 7.0, 8.0 | vSphere - Tanzu | Tanzu Cluster Network | Tanzu Cluster Network | CoreDNS for Tanzu supervisor cluster | Bidirectional | No
67 | UDP | ESXi | 6.5, 6.7, 7.0, 8.0 | vSphere - DHCPv4 | ESXi Management IP addresses | DHCPv4 Server | DHCPv4 client - DHCPDISCOVER, DHCPREQUEST | Outgoing | No
67 | UDP | vCenter Server | 6.5, 6.7, 7.0, 8.0 | vSphere - DHCPv4 | vCenter Server Management IP address | DHCPv4 Server | DHCPv4 client - DHCPDISCOVER, DHCPREQUEST | Outgoing | No
68 | UDP | ESXi | 6.5, 6.7, 7.0, 8.0 | vSphere - DHCPv4 | DHCPv4 Server | ESXi Management IP addresses | DHCPv4 client - DHCPOFFER, DHCPACK | Incoming | No
68 | UDP | vCenter Server | 6.5, 6.7, 7.0, 8.0 | vSphere - DHCPv4 | DHCPv4 Server | vCenter Server Management IP address | DHCPv4 client - DHCPOFFER, DHCPACK | Incoming | No
69 | UDP | vCenter Server | 6.5, 6.7, 7.0, 8.0 | vSphere - Auto Deploy | vCenter Server Management IP address | ESXi Management IP addresses | Autodeploy Configuration | Incoming | No
80 | TCP | ESXi | 6.5, 6.7, 7.0, 8.0 | vSphere - Base | Management Workstations | ESXi Management IP addresses | VMware Host Client - Redirect requests from HTTP to HTTPS | Incoming | No | Front-ended by reverse proxy on vSphere 7 and newer
80 | TCP | vCenter Server | 6.5, 6.7, 7.0, 8.0 | vSphere - Base | Management Workstations | vCenter Server Management IP address | vSphere Client - Redirect requests from HTTP to HTTPS | Incoming | No | Front-ended by reverse proxy on vSphere 7 and newer
80 | TCP | vCenter Server | 6.7, 7.0, 8.0 | vSphere - FBBR | vCenter Server Management IP address | File-based Backup and Restore Target IP address | vCenter Server File-based Backup and Restore over HTTP | Outgoing | No
80 | TCP | vCenter Server | 6.5, 6.7, 7.0, 8.0 | vSphere - Base | vCenter Server Management IP address | ESXi Management IP addresses | vSphere Lifecycle Manager/Update Manager Communications - Redirect requests from HTTP to HTTPS | Outgoing | No
80 | TCP | vCenter Server | 6.5, 6.7, 7.0, 8.0 | vSphere - Base | vCenter Server Management IP address | ESXi Management IP addresses | vSphere Lifecycle Manager/Update Manager Communications - Redirect requests from HTTP to HTTPS | Incoming | No | Front-ended by reverse proxy on vSphere 7 and newer
80 | TCP | vSAN | 6.5, 6.7, 7.0, 8.0 | vSAN - Base | ESXi vSAN IP addresses | ESXi vSAN IP addresses | vSAN Performance Service | Bidirectional | No | Front-ended by reverse proxy on vSphere 7 and newer
80 | TCP | vSAN | 6.5, 6.7, 7.0, 8.0 | vSAN - Two Node | ESXi vSAN IP addresses | vSAN Witness IP address | vSAN Performance Service | Outgoing | No | Front-ended by reverse proxy on vSphere 7 and newer
80 | TCP | vSAN | 6.5, 6.7, 7.0, 8.0 | vSAN - Two Node | vSAN Witness IP address | ESXi vSAN IP addresses | vSAN Performance Service | Incoming | No | Front-ended by reverse proxy on vSphere 7 and newer
80 | TCP | vSphere with Tanzu | 7.0, 8.0 | vSphere - Tanzu | Tanzu Cluster Network | Tanzu Management Network | Access to the kubectl-plugin download page for vSphere with Tanzu | Bidirectional | No | Front-ended by reverse proxy on vSphere 7 and newer
80 | TCP | vSphere with Tanzu | 7.0, 8.0 | vSphere - Tanzu | Tanzu Management Network | Tanzu Cluster Network | Access to the kubectl-plugin download page for vSphere with Tanzu | Bidirectional | No | Front-ended by reverse proxy on vSphere 7 and newer
88 | TCP | ESXi | 6.5, 6.7, 7.0, 8.0 | vSphere - IWA | ESXi Management IP addresses | Microsoft Active Directory Domain Controllers | Active Directory Connectivity using Integrated Windows Authentication | Outgoing | Configurable
88 | UDP | ESXi | 6.5, 6.7, 7.0, 8.0 | vSphere - IWA | ESXi Management IP addresses | Microsoft Active Directory Domain Controllers | Active Directory Connectivity using Integrated Windows Authentication | Outgoing | Configurable
88 | TCP | ESXi | 6.5, 6.7, 7.0, 8.0 | vSphere - IWA | Microsoft Active Directory Domain Controllers | ESXi Management IP addresses | Active Directory Connectivity using Integrated Windows Authentication | Incoming | Configurable
88 | UDP | ESXi | 6.5, 6.7, 7.0, 8.0 | vSphere - IWA | Microsoft Active Directory Domain Controllers | ESXi Management IP addresses | Active Directory Connectivity using Integrated Windows Authentication | Incoming | Configurable
88 | TCP | vCenter Server | 6.5, 6.7, 7.0, 8.0 | vSphere - IWA | vCenter Server Management IP address | Microsoft Active Directory Domain Controllers | Active Directory Connectivity using Integrated Windows Authentication | Outgoing | Configurable
88 | UDP | vCenter Server | 6.5, 6.7, 7.0, 8.0 | vSphere - IWA | vCenter Server Management IP address | Microsoft Active Directory Domain Controllers | Active Directory Connectivity using Integrated Windows Authentication | Outgoing | Configurable
88 | TCP | vCenter Server | 6.5, 6.7, 7.0, 8.0 | vSphere - IWA | Microsoft Active Directory Domain Controllers | vCenter Server Management IP address | Active Directory Connectivity using Integrated Windows Authentication | Incoming | Configurable
88 | UDP | vCenter Server | 6.5, 6.7, 7.0, 8.0 | vSphere - IWA | Microsoft Active Directory Domain Controllers | vCenter Server Management IP address | Active Directory Connectivity using Integrated Windows Authentication | Incoming | Configurable
111 | TCP | ESXi | 6.5, 6.7, 7.0, 8.0 | vSphere - NFSv3 | ESXi NFS IP addresses | NFS Storage Server | Core storage NFSv3 - RPC Portmapper | Outgoing | Configurable
111 | UDP | ESXi | 6.5, 6.7, 7.0, 8.0 | vSphere - NFSv3 | ESXi NFS IP addresses | NFS Storage Server | Core storage NFSv3 - RPC Portmapper | Outgoing | Configurable
111 | UDP | ESXi | 6.7, 7.0, 8.0 | vSphere - FBBR | vCenter Server Management IP address | File-based Backup and Restore Target IP address | vCenter Server File-based Backup and Restore over NFS | Outgoing | Configurable
111 | TCP | vCenter Server | 6.7, 7.0, 8.0 | vSphere - FBBR | vCenter Server Management IP address | File-based Backup and Restore Target IP address | vCenter Server File-based Backup and Restore over NFS | Outgoing | Configurable
123 | TCP | ESXI | 7.0, 8.0 | vSphere - Internal to ESXi | Internal to Product (127.0.0.1/::1), For Reference Only | Internal to Product (127.0.0.1/::1), For Reference Only | ntpd (internal proprietary service on appliance) | Internal | Internal | ntpd listens on the management IP, on 127.0.0.1, and on 0.0.0.0
123 | UDP | ESXi | 6.5, 6.7, 7.0, 8.0 | vSphere - Base | ESXi Management IP addresses | NTP Server | NTP for time synchronization | Outgoing | No
123 | UDP | ESXi | 6.5, 6.7, 7.0, 8.0 | vSphere - IWA | ESXi Management IP addresses | Microsoft Active Directory Domain Controllers | Active Directory Connectivity using Integrated Windows Authentication | Outgoing | No
123 | UDP | vCenter Cloud Gateway | 7.0, 8.0 | vSphere - Cloud Gateway | vCenter Cloud Gateway Management IP address | NTP Server | NTP for time synchronization | Outgoing | No | ntpd listens on the management IP, on 127.0.0.1, and on 0.0.0.0
123 | UDP | vCenter Server | 6.5, 6.7, 7.0, 8.0 | vSphere - Base | vCenter Server Management IP address | NTP Server | NTP for time synchronization | Outgoing | No | ntpd listens on the management IP, on 127.0.0.1, and on 0.0.0.0
123 | UDP | vCenter Server | 6.5, 6.7, 7.0, 8.0 | vSphere - IWA | vCenter Server Management IP address | Microsoft Active Directory Domain Controllers | Active Directory Connectivity using Integrated Windows Authentication | Outgoing | Configurable
135 | TCP | ESXi | 6.5, 6.7, 7.0, 8.0 | vSphere - IWA | ESXi Management IP addresses | Microsoft Active Directory Domain Controllers | Active Directory Connectivity using Integrated Windows Authentication | Outgoing | Configurable
135 | TCP | vCenter Server | 6.5, 6.7, 7.0, 8.0 | vSphere - IWA | vCenter Server Management IP address | Microsoft Active Directory Domain Controllers | Active Directory Connectivity using Integrated Windows Authentication | Outgoing | Configurable
161 | UDP | ESXi | 6.5, 6.7, 7.0, 8.0 | vSphere - SNMP | SNMP Management System | ESXi Management IP addresses | SNMP access for monitoring and management | Incoming | Configurable
161 | UDP | vCenter Server | 6.5, 6.7, 7.0, 8.0 | vSphere - SNMP | vCenter Server Management IP address | SNMP Management System | SNMP traps/alerts for monitoring and management | Outgoing | Configurable
162 | UDP | vCenter Server | 6.5, 6.7, 7.0, 8.0 | vSphere - SNMP | ESXi Management IP addresses | SNMP Management System | SNMP traps/alerts for monitoring and management | Outgoing | Configurable
162 | UDP | vCenter Server | 6.5, 6.7, 7.0, 8.0 | vSphere - SNMP | vCenter Server Management IP address | SNMP Management System | SNMP traps/alerts for monitoring and management | Outgoing | Configurable
319 | UDP | ESXi | 7.0, 8.0 | vSphere - PTP | ESXi Management IP addresses | Precision Time Protocol Servers (224.0.1.129) | Precision Time Protocol - high resolution timekeeping for ESXi and workloads | Incoming | No
319 | UDP | ESXi | 7.0, 8.0 | vSphere - PTP | ESXi Management IP addresses | Precision Time Protocol Servers (224.0.1.129) | Precision Time Protocol - high resolution timekeeping for ESXi and workloads | Outgoing | No
320 | UDP | ESXi | 7.0, 8.0 | vSphere - PTP | ESXi Management IP addresses | Precision Time Protocol Servers (224.0.1.129) | Precision Time Protocol - high resolution timekeeping for ESXi and workloads | Incoming | No
320 | UDP | ESXi | 7.0, 8.0 | vSphere - PTP | ESXi Management IP addresses | Precision Time Protocol Servers (224.0.1.129) | Precision Time Protocol - high resolution timekeeping for ESXi and workloads | Outgoing | No
389 | TCP | ESXi | 6.5, 6.7, 7.0, 8.0 | vSphere - IWA | ESXi Management IP addresses | Microsoft Active Directory Domain Controllers | Active Directory Connectivity using Integrated Windows Authentication | Outgoing | Configurable
389 | UDP | ESXi | 6.5, 6.7, 7.0, 8.0 | vSphere - IWA | ESXi Management IP addresses | Microsoft Active Directory Domain Controllers | Active Directory Connectivity using Integrated Windows Authentication | Outgoing | Configurable
389 | TCP | vCenter Cloud Gateway | 7.0, 8.0 | vSphere - Cloud Gateway | vCenter Cloud Gateway Management IP address | vCenter Cloud Gateway Management IP address | Active Directory Connectivity using LDAP/LDAPS | Outgoing | No
389 | TCP | vCenter Server | 6.5, 6.7, 7.0, 8.0 | vSphere - ELM | Enhanced Linked Mode Partner Management IP address | vCenter Server Management IP address | LDAP for SSO in Enhanced Linked Mode (ELM) configurations | Incoming | No
389 | TCP | vCenter Server | 6.5, 6.7, 7.0, 8.0 | vSphere - ELM | vCenter Server Management IP address | Enhanced Linked Mode Partner Management IP address | LDAP for SSO in Enhanced Linked Mode (ELM) configurations | Incoming | No
389 | TCP | vCenter Server | 6.5, 6.7, 7.0, 8.0 | vSphere - IWA | vCenter Server Management IP address | Microsoft Active Directory Domain Controllers | Active Directory Connectivity using Integrated Windows Authentication | Outgoing | Configurable
389 | UDP | vCenter Server | 6.5, 6.7, 7.0, 8.0 | vSphere - IWA | vCenter Server Management IP address | Microsoft Active Directory Domain Controllers | Active Directory Connectivity using Integrated Windows Authentication | Outgoing | Configurable
389 | TCP | vCenter Server | 6.5, 6.7, 7.0, 8.0 | vSphere - AD over LDAP | vCenter Server Management IP address | Microsoft Active Directory Domain Controllers | Active Directory Connectivity using LDAP/LDAPS | Outgoing | No
389 | TCP | vCenter Server | 6.5, 6.7 | vSphere - PSC | vCenter Server Management IP address | Platform Services Controller Management IP addresses | vSphere Single Sign-On Access Authentication | Incoming | No
389 | TCP | vCenter Server | 6.5, 6.7 | vSphere - PSC | Platform Services Controller Management IP addresses | Platform Services Controller Management IP addresses | vSphere Single Sign-On LDAP Replication | Incoming | No
427 | TCP | ESXi | 6.5, 6.7, 7.0, 8.0 | vSphere - CIM | Management Workstations | ESXi Management IP addresses | Common Information Model Service Location Protocol (CIM SLP) | Incoming | No
443 | TCP | ESXi | 6.5, 6.7, 7.0, 8.0 | vSphere - VM Console | Administration Systems Requiring VM Console Access | ESXi Management IP addresses | Primary interface for VM console access, using vSphere Client or VMRC version 11 or later. See https://kb.vmware.com/s/article/76672. | Incoming | Yes | Front-ended by reverse proxy on vSphere 7 and newer
443 | TCP | ESXi | 6.5, 6.7, 7.0, 8.0 | vSphere - Base | Management Workstations | ESXi Management IP addresses | Primary management interface for ESXi, including the VMware Host Client | Incoming | Yes | Front-ended by reverse proxy on vSphere 7 and newer
443 | TCP | ESXi | 7.0, 8.0 | vSphere - Trust Authority | Trust Authority Cluster ESXi Management IP addresses | ESXi Management IP addresses | vSphere Trust Authority creates a trusted computing base for remote ESXi attestation | Incoming | Yes | Front-ended by reverse proxy on vSphere 7 and newer
443 | TCP | ESXi | 7.0, 8.0 | vSphere - Trust Authority | ESXi Management IP addresses | Trust Authority Cluster ESXi Management IP addresses | vSphere Trust Authority creates a trusted computing base for remote ESXi attestation | Incoming | Yes | Front-ended by reverse proxy on vSphere 7 and newer
443 | TCP | ESXi | 7.0, 8.0 | vSphere - Trust Authority | Trust Authority Cluster ESXi Management IP addresses | Trust Authority Cluster ESXi Management IP addresses | vSphere Trust Authority creates a trusted computing base for remote ESXi attestation | Bidirectional | Yes | Front-ended by reverse proxy on vSphere 7 and newer
443 | TCP | vCenter Cloud Gateway | 7.0, 8.0 | vSphere - Cloud Gateway | Management Workstations | vCenter Server Management IP address | Primary management interface for vSphere, using vCenter Server, including the vSphere Client | Incoming | Yes | Front-ended by reverse proxy on vSphere 7 and newer
443 | TCP | vCenter Cloud Gateway | 7.0, 8.0 | vSphere - Cloud Gateway | vCenter Cloud Gateway Management IP address | https://vcgw-updates.vmware.com | Update downloads for the vCenter Cloud Gateway Appliance | Outgoing | Yes
443 | TCP | vCenter Cloud Gateway | 7.0, 8.0 | vSphere - Cloud Gateway | vCenter Cloud Gateway Management IP address | vCenter Server Management IP address | Hybrid Linked Mode | Outgoing | Yes
443 | TCP | vCenter Cloud Gateway | 7.0, 8.0 | vSphere - Cloud Gateway | vCenter Cloud Gateway Management IP address | VMware Cloud on AWS SDDC vCenter Server Management IP address | Hybrid Linked Mode | Outgoing | Yes
443 | TCP | vCenter Server | 6.5, 6.7, 7.0, 8.0 | vSphere - Base | Management Workstations | vCenter Server Management IP address | Primary management interface for vSphere, using vCenter Server, including the vSphere Client | Incoming | Yes | Front-ended by reverse proxy on vSphere 7 and newer
443 | TCP | vCenter Server | 6.5, 6.7, 7.0, 8.0 | vSphere - VASA/VVOL | VASA/VVOL Storage Array | vCenter Server Management IP address | Core storage VVOL/VASA. Note: VASA providers and VVOL communication ports may vary between vendors. | Incoming | Yes | Front-ended by reverse proxy on vSphere 7 and newer
443 | TCP | vCenter Server | 6.5, 6.7, 7.0, 8.0 | vSphere - VASA/VVOL | vCenter Server Management IP address | VASA/VVOL Storage Array | Core storage VVOL/VASA. Note: VASA providers and VVOL communication ports may vary between vendors. | Outgoing | Yes
443 | TCP | vCenter Server | 7.0, 8.0 | vSphere - VM Console | Administration Systems Requiring VM Console Access | vCenter Server Management IP address | Primary interface for VM console access, using vSphere Client or VMRC version 11 or later. See https://kb.vmware.com/s/article/76672. | Incoming | Yes | Front-ended by reverse proxy on vSphere 7 and newer
443 | TCP | vCenter Server | 7.0, 8.0 | vSphere - IdF | vCenter Server Management IP address | Microsoft Active Directory Federation Servers | Microsoft Active Directory Federation Services (ADFS) for vSphere Identity Federation | Outgoing | Yes
443 | TCP | vCenter Server | 7.0, 8.0 | vSphere - Lifecycle Manager | vCenter Server Management IP address | Hardware Support Manager IP Address | vSphere Lifecycle Manager interaction with vendor hardware support managers | Outgoing | Yes
443 | TCP | vCenter Server | 6.7, 7.0, 8.0 | vSphere - FBBR | vCenter Server Management IP address | File-based Backup and Restore Target IP address | File-Based Backup and Restore (FBBR) using HTTPS | Outgoing | Yes
443 | TCP | vCenter Server | 7.0, 8.0 | vSphere - xvMotion | vCenter Server Management IP address | Remote vCenter Server Management IP address | Management for Advanced Cross-vCenter Server vMotion | Outgoing | Yes
443 | TCP | vCenter Server | 6.5, 6.7, 7.0, 8.0 | vSphere - Base | vCenter Server Management IP address | ESXi Management IP addresses | Management of ESXi by vCenter Server | Incoming | Yes | Front-ended by reverse proxy on vSphere 7 and newer
443 | TCP | vCenter Server | 6.5, 6.7, 7.0, 8.0 | vSphere - Base | vCenter Server Management IP address | https://hostupdate.vmware.com | Update downloads for vSphere Lifecycle Manager and Update Manager. For a list of IP addresses, see https://kb.vmware.com/s/article/82205. | Outgoing | Yes
443 | TCP | vCenter Server | 6.5, 6.7, 7.0, 8.0 | vSphere - Base | vCenter Server Management IP address | https://vapp-updates.vmware.com | Update downloads for virtual appliances | Outgoing | Yes
443 | TCP | vCenter Server | 6.5, 6.7 | vSphere - PSC | Platform Services Controller Management IP address | vapp-updates.vmware.com | Update downloads for virtual appliances | Outgoing | Yes
443 | TCP | vCenter Server | 6.5, 6.7 | vSphere - PSC | vCenter Server Management IP address | Platform Services Controller Management IP addresses | Management/API access to vCenter Server Platform Services Controllers | Incoming | Yes | Front-ended by reverse proxy on vSphere 7 and newer
443 | TCP | vSAN | 7.0, 8.0 | vSAN - Base | vCenter Server Management IP address | https://partnerweb.vmware.com/service/vsan/all.json | vSAN Health Service Hardware Compatibility Downloads | Outgoing | Yes
443 | TCP | vSphere | 7.0, 8.0 | vSphere - Bitfusion | Management Workstations | vSphere Bitfusion Server Management IP addresses | vSphere Bitfusion Management - Plugin Access | Incoming | Yes | Front-ended by reverse proxy on vSphere 7 and newer
443 | TCP | vSphere | 7.0, 8.0 | vSphere - Bitfusion | vCenter Server Management IP address | vSphere Bitfusion Server Management IP addresses | vSphere Bitfusion Management - Plugin Access | Incoming | Yes | Front-ended by reverse proxy on vSphere 7 and newer
443 | TCP | vSphere | 6.7, 7.0, 8.0 | vSphere - CEIP | vCenter Server Management IP address | https://vcsa.vmware.com | CEIP and Skyline Health for vSphere Health Check | Outgoing | Yes
443 | TCP | vSphere | 6.7, 7.0, 8.0 | vSphere - Feedback | vCenter Server Management IP address | feedback.esp.vmware.com | In-Product Feedback Form in the vSphere Client | Outgoing | Yes
443 | TCP | vSphere | 7.0, 8.0 | vSphere - Lifecycle Manager | vCenter Server Management IP address | https://vvs.esp.vmware.com | Update downloads for vSphere Lifecycle Manager and Update Manager. For a list of IP addresses, see https://kb.vmware.com/s/article/82205. | Outgoing | Yes
443 | TCP | vSphere | 7.0, 8.0 | vSphere - Lifecycle Manager | vCenter Server Management IP address | https://auth.esp.vmware.com | Update downloads for vSphere Lifecycle Manager and Update Manager. For a list of IP addresses, see https://kb.vmware.com/s/article/82205. | Outgoing | Yes
443 | TCP | vSphere with Tanzu | 7.0, 8.0 | vSphere - Tanzu | Tanzu Cluster Network, Tanzu Management Network | Tanzu Cluster Network, Tanzu Management Network | Access to the kubectl-plugin download page for vSphere with Tanzu | Bidirectional | Yes | Front-ended by reverse proxy on vSphere 7 and newer
443 | TCP | vSphere with Tanzu | 7.0, 8.0 | vSphere - Tanzu | Tanzu Management Network | NSX Advanced Load Balancer Management IP address | Allow NSX Advanced Load Balancer Kubernetes Operator access to NSX Advanced Load Balancer Controller | Outgoing | Yes
445 | TCP | ESXi | 6.5, 6.7, 7.0, 8.0 | vSphere - IWA | ESXi Management IP addresses | Microsoft Active Directory Domain Controllers | Active Directory Connectivity using Integrated Windows Authentication | Outgoing | Configurable
445 | TCP | vCenter Server | 6.5, 6.7, 7.0, 8.0 | vSphere - IWA | vCenter Server Management IP address | Microsoft Active Directory Domain Controllers | Active Directory Connectivity using Integrated Windows Authentication | Outgoing | Configurable
445 | TCP | vCenter Server | 6.7, 7.0, 8.0 | vSphere - FBBR | vCenter Server Management IP address | File-based Backup and Restore Target IP address | vCenter Server File-based Backup and Restore over SMB | Outgoing | Configurable
445 | TCP | vSAN | 7.0, 8.0 | vSAN - File Services | vSAN SMB Clients | vSAN File Services IP Addresses | vSAN File Services - SMB | Incoming | Configurable
464 | TCP | ESXi | 6.5, 6.7, 7.0, 8.0 | vSphere - IWA | ESXi Management IP addresses | Microsoft Active Directory Domain Controllers | Active Directory Connectivity using Integrated Windows Authentication | Outgoing | Configurable
464 | UDP | ESXi | 6.5, 6.7, 7.0, 8.0 | vSphere - IWA | ESXi Management IP addresses | Microsoft Active Directory Domain Controllers | Active Directory Connectivity using Integrated Windows Authentication | Outgoing | Configurable
464 | TCP | vCenter Server | 6.5, 6.7, 7.0, 8.0 | vSphere - IWA | vCenter Server Management IP address | Microsoft Active Directory Domain Controllers | Active Directory Connectivity using Integrated Windows Authentication | Outgoing | Configurable
464 | UDP | vCenter Server | 6.5, 6.7, 7.0, 8.0 | vSphere - IWA | vCenter Server Management IP address | Microsoft Active Directory Domain Controllers | Active Directory Connectivity using Integrated Windows Authentication | Outgoing | Configurable
514 | TCP | ESXi | 6.5, 6.7, 7.0, 8.0 | vSphere - Syslog | ESXi Management IP addresses | vRealize Log Insight | Remote logging using syslog | Outgoing | No
514 | UDP | ESXi | 6.5, 6.7, 7.0, 8.0 | vSphere - Syslog | ESXi Management IP addresses | vRealize Log Insight | Remote logging using syslog | Outgoing | No
514 | TCP | vCenter Cloud Gateway | 7.0, 8.0 | vSphere - Cloud Gateway | vCenter Cloud Gateway Management IP address | vRealize Log Insight | Remote logging using syslog | Outgoing | No
514 | UDP | vCenter Cloud Gateway | 7.0, 8.0 | vSphere - Cloud Gateway | vCenter Cloud Gateway Management IP address | vRealize Log Insight | Remote logging using syslog | Outgoing | No
514 | TCP | vCenter Server | 6.5, 6.7, 7.0, 8.0 | vSphere - Syslog | vCenter Server Management IP address | vRealize Log Insight | Remote logging using syslog | Outgoing | No | rsyslogd uses a listening port, 514/tcp and 514/udp
514 | UDP | vCenter Server | 6.5, 6.7, 7.0, 8.0 | vSphere - Syslog | vCenter Server Management IP address | vRealize Log Insight | Remote logging using syslog | Outgoing | No | rsyslogd uses a listening port, 514/tcp and 514/udp
546 | UDP | ESXi | 6.5, 6.7, 7.0, 8.0 | vSphere - DHCPv6 | DHCPv6 Server | ESXi Management IP addresses | DHCPv6 client - DHCPDISCOVER, DHCPREQUEST | Incoming | No
546 | UDP | vCenter Server | 6.5, 6.7, 7.0, 8.0 | vSphere - DHCPv6 | DHCPv6 Server | vCenter Server Management IP address | DHCPv6 client - DHCPDISCOVER, DHCPREQUEST | Incoming | No
547 | UDP | ESXi | 6.5, 6.7, 7.0, 8.0 | vSphere - DHCPv6 | ESXi Management IP addresses | DHCPv6 Server | DHCPv6 client - DHCPOFFER, DHCPACK | Outgoing | No
547 | UDP | vCenter Server | 6.5, 6.7, 7.0, 8.0 | vSphere - DHCPv6 | vCenter Server Management IP address | DHCPv6 Server | DHCPv6 client - DHCPOFFER, DHCPACK | Outgoing | No
549 | TCP | vCenter Server | 7.0, 8.0 | vSphere - Internal to vCenter Server | Internal to Product (127.0.0.1/::1), For Reference Only | Internal to Product (127.0.0.1/::1), For Reference Only | rhttpproxy (internal proprietary service on appliance) | Internal | Internal
587 | TCP | vCenter Server | 7.0, 8.0 | vSphere - Base | vCenter Server Management IP address | Email Server | SMTP AUTH for emailed vCenter Server Alarms (configured with mail.smtp.port advanced settings) | Outgoing | Configurable
635 | TCP | ESXi | 6.5, 6.7, 7.0, 8.0 | vSphere - NFSv3 | ESXi NFS IP addresses | NFS Storage Server | Core storage NFSv3 - mountd. Note: This might be a dynamic port, check with your storage vendor for correct setting. | Outgoing | Configurable
635 | UDP | ESXi | 6.5, 6.7, 7.0, 8.0 | vSphere - NFSv3 | ESXi NFS IP addresses | NFS Storage Server | Core storage NFSv3 - mountd. Note: This might be a dynamic port, check with your storage vendor for correct setting. | Outgoing | Configurable
635 | TCP | ESXi | 6.7, 7.0, 8.0 | vSphere - FBBR | vCenter Server Management IP address | File-based Backup and Restore Target IP address | vCenter Server File-based Backup and Restore over NFS | Outgoing | Configurable
635 | UDP | ESXi | 6.7, 7.0, 8.0 | vSphere - FBBR | vCenter Server Management IP address | File-based Backup and Restore Target IP address | vCenter Server File-based Backup and Restore over NFS | Outgoing | Configurable
636 | TCP | ESXi | 6.5, 6.7, 7.0, 8.0 | vSphere - IWA | ESXi Management IP addresses | Microsoft Active Directory Domain Controllers | Active Directory Connectivity using Integrated Windows Authentication | Outgoing | Configurable
636 | TCP | vCenter Cloud Gateway | 7.0, 8.0 | vSphere - Cloud Gateway | vCenter Cloud Gateway Management IP address | Microsoft Active Directory Domain Controllers | Active Directory Connectivity using LDAP/LDAPS | Outgoing | Configurable
636 | TCP | vCenter Server | 6.5, 6.7 | vSphere - PSC | vCenter Server Management IP address | Platform Services Controller Management IP addresses | vSphere Single Sign-On Access Authentication | Incoming | Yes
636 | TCP | vCenter Server | 6.5, 6.7 | vSphere - PSC | Platform Services Controller Management IP addresses | Platform Services Controller Management IP addresses | vSphere Single Sign-On LDAP Replication | Incoming | Yes
636 | TCP | vCenter Server | 6.5, 6.7, 7.0, 8.0 | vSphere - ELM | Enhanced Linked Mode Partner Management IP address | vCenter Server Management IP address | LDAPS communications for Enhanced Linked Mode | Incoming | Yes
636 | TCP | vCenter Server | 6.5, 6.7, 7.0, 8.0 | vSphere - ELM | vCenter Server Management IP address | Enhanced Linked Mode Partner Management IP address | LDAPS communications for Enhanced Linked Mode | Incoming | Yes
636 | TCP | vCenter Server | 6.5, 6.7, 7.0, 8.0 | vSphere - IWA | vCenter Server Management IP address | Microsoft Active Directory Domain Controllers | Active Directory Connectivity using Integrated Windows Authentication | Outgoing | Yes
636 | TCP | vCenter Server | 6.5, 6.7, 7.0, 8.0 | vSphere - AD over LDAP | vCenter Server Management IP address | Microsoft Active Directory Domain Controllers | Active Directory Connectivity using LDAP/LDAPS | Outgoing | Yes
875 | TCP | vSAN | 7.0, 8.0 | vSAN - File Services | vSAN NFS Clients | vSAN File Services IP Addresses | vSAN File Services - NFS | Incoming | Configurable
902 | TCP | ESXi | 6.5, 6.7 | vSphere - VM Console | Administration Systems Requiring VM Console Access | ESXi Management IP addresses | Legacy interface for VM console access. See https://kb.vmware.com/s/article/76672 for more information. | Incoming | Yes | Proprietary protocol with TLS underneath
902 | TCP | ESXi | 6.5, 6.7, 7.0, 8.0 | vSphere - NFC/VDDK | ESXi Management IP addresses | Backup Servers | NFC/NBD-based Transfers for Backups | Outgoing | Configurable | Ensure VDDK/VADP backup solution uses NBDSSL/encrypted transfers.
902 | TCP | ESXi | 6.5, 6.7, 7.0, 8.0 | vSphere - NFC/VDDK | Backup Servers | ESXi Management IP addresses | NFC/NBD-based Transfers for Backups | Incoming | Configurable | Ensure VDDK/VADP backup solution uses NBDSSL/encrypted transfers.
902 | TCP | ESXi | 6.5, 6.7, 7.0, 8.0 | vSphere - Base | ESXi Management IP addresses | ESXi Management IP addresses | NFC/NBD-based Transfers for Content Library | Bidirectional | Yes | Proprietary protocol with TLS underneath
902 | TCP | ESXi | 7.0, 8.0 | vSphere - xvMotion | ESXi Management IP addresses | Remote ESXi Management IP addresses | NFC for Advanced Cross-vCenter Server vMotion | Outgoing | Yes | Proprietary protocol with TLS underneath
902 | TCP | vCenter Server | 6.5, 6.7, 7.0, 8.0 | vSphere - Base | vCenter Server Management IP address | ESXi Management IP addresses | Core management communications between vCenter Server and ESXi (vpxd) | Outgoing | Yes
902 | UDP | vCenter Server | 6.5, 6.7, 7.0, 8.0 | vSphere - Base | ESXi Management IP addresses | vCenter Server Management IP address | Core management communications between vCenter Server and ESXi (vpxd) | Incoming | No | Heartbeat between vCenter Server and ESXi.
902 | TCP | vCenter Server | 6.5, 6.7 | vSphere - VM Console | vCenter Server Management IP address | ESXi Management IP addresses | Legacy interface for VM console access. See https://kb.vmware.com/s/article/76672 for more information. | Incoming | Yes | Use VMRC 11.0+
990 | TCP | vCenter Server | 6.7, 7.0, 8.0 | vSphere - FBBR | vCenter Server Management IP address | File-based Backup and Restore Target IP address | vCenter Server File-based Backup and Restore over NFS | Outgoing | Configurable
1080 | TCP | vCenter Server | 7.0, 8.0 | vSphere - Internal to vCenter Server | Internal to Product (127.0.0.1/::1), For Reference Only | Internal to Product (127.0.0.1/::1), For Reference Only | envoy (internal proprietary service on appliance) | Internal | Internal
1110 | TCP | ESXi | 6.5, 6.7, 7.0, 8.0 | vSphere - NFSv3 | ESXi NFS IP addresses | NFS Storage Server | Core storage NFSv3 - statd. Note: This might be a dynamic port, check with your storage vendor for correct setting. | Outgoing | Configurable
1110 | UDP | ESXi | 6.5, 6.7, 7.0, 8.0 | vSphere - NFSv3 | ESXi NFS IP addresses | NFS Storage Server | Core storage NFSv3 - statd. Note: This might be a dynamic port, check with your storage vendor for correct setting. | Outgoing | Configurable
1110 | TCP | ESXi | 6.7, 7.0, 8.0 | vSphere - FBBR | vCenter Server Management IP address | File-based Backup and Restore Target IP address | vCenter Server File-based Backup and Restore over NFS | Outgoing | Configurable
1110 | UDP | ESXi | 6.7, 7.0, 8.0 | vSphere - FBBR | vCenter Server Management IP address | File-based Backup and Restore Target IP address | vCenter Server File-based Backup and Restore over NFS | Outgoing | Configurable
1514 | TCP | ESXi | 6.5, 6.7, 7.0, 8.0 | vSphere - Syslog | ESXi Management IP addresses | vRealize Log Insight | Remote logging using syslog over TLS | Outgoing | Yes | rsyslogd uses a listening port, 1514/tcp
1514 | TCP | vCenter Server | 6.5, 6.7, 7.0, 8.0 | vSphere - Syslog | vCenter Server Management IP address | vRealize Log Insight | Remote logging using syslog over TLS | Outgoing | Yes | rsyslogd uses a listening port, 1514/tcp
1564 | TCP | vSAN | 7.0, 8.0 | vSAN - Base | ESXi vSAN IP addresses | ESXi vSAN IP addresses | vSAN Service Management - VDFS Data Path | Bidirectional | Configurable
1565 | TCP | vSAN | 7.0, 8.0 | vSAN - Base | ESXi vSAN IP addresses | ESXi vSAN IP addresses | vSAN Service Management - VDFS Proxy | Bidirectional | Configurable
2012 | TCP | vCenter Server | 6.5, 6.7 | vSphere - PSC | Platform Services Controller Management IP addresses | Platform Services Controller Management IP addresses | RPC communications for Enhanced Linked Mode | Bidirectional | Yes
2012 | TCP | vCenter Server | 6.5, 6.7, 7.0, 8.0 | vSphere - ELM | Enhanced Linked Mode Partner Management IP address | vCenter Server Management IP address | RPC communications for Enhanced Linked Mode | Bidirectional | Yes
2014 | TCP | vCenter Server | 6.5, 6.7, 7.0, 8.0 | vSphere - Base | ESXi Management IP addresses | vCenter Server Management IP address | RPC port for VMware Certificate Authority (VMCA) APIs | Bidirectional | Yes
2014 | TCP | vCenter Server | 6.5, 6.7 | vSphere - PSC | Platform Services Controller Management IP addresses | vCenter Server Management IP address | RPC port for VMware Certificate Authority (VMCA) APIs | Bidirectional | Yes
2015 | TCP | vCenter Server | 6.5, 6.7 | vSphere - PSC | Platform Services Controller Management IP addresses | Platform Services Controller Management IP addresses | RPC port for VMware Certificate Authority (VMCA) APIs | Bidirectional | Yes
2020 | TCP | vCenter Server | 6.5, 6.7, 7.0, 8.0 | vSphere - IWA | Microsoft Active Directory Domain Controllers | vCenter Server Management IP address | vSphere Authentication Framework access for Integrated Windows Authentication | Incoming | Configurable
2020 | TCP | vCenter Server | 6.5, 6.7, 7.0, 8.0 | vSphere - ELM | Enhanced Linked Mode Partner Management IP address | vCenter Server Management IP address | vSphere Authentication Framework access for Enhanced Linked Mode | Incoming | Yes
2020 | TCP | vCenter Server | 6.5, 6.7 | vSphere - PSC | Platform Services Controller Management IP addresses | Platform Services Controller Management IP addresses | vSphere Authentication Framework access for Enhanced Linked Mode | Bidirectional | Yes
2049 | TCP | ESXi | 6.5, 6.7, 7.0, 8.0 | vSphere - NFSv3 | ESXi NFS IP addresses | NFS Storage Server | Core storage NFSv3 - Transport | Outgoing | Configurable
2049 | UDP | ESXi | 6.5, 6.7, 7.0, 8.0 | vSphere - NFSv3 | ESXi NFS IP addresses | NFS Storage Server | Core storage NFSv3 - Transport | Outgoing | Configurable
2049 | TCP | ESXi | 6.5, 6.7, 7.0, 8.0 | vSphere - NFSv4 | ESXi NFS IP addresses | NFS Storage Server | Core storage NFSv4 - Transport | Outgoing | Configurable
2049 | UDP | ESXi | 6.5, 6.7, 7.0, 8.0 | vSphere - NFSv4 | ESXi NFS IP addresses | NFS Storage Server | Core storage NFSv4 - Transport | Outgoing | Configurable
2049 | TCP | ESXi | 6.7, 7.0, 8.0 | vSphere - FBBR | vCenter Server Management IP address | File-based Backup and Restore Target IP address | vCenter Server File-based Backup and Restore over NFS | Outgoing | Configurable
2049 | UDP | ESXi | 6.7, 7.0, 8.0 | vSphere - FBBR | vCenter Server Management IP address | File-based Backup and Restore Target IP address | vCenter Server File-based Backup and Restore over NFS | Outgoing | Configurable
2049 | TCP | vSAN | 7.0, 8.0 | vSAN - File Services | vSAN NFS Clients | vSAN File Services IP Addresses | vSAN File Services - NFS | Incoming | Configurable
2233 | TCP | vSAN | 7.0, 8.0 | vSAN - Base | ESXi vSAN IP addresses | ESXi vSAN IP addresses | Storage I/O for vSAN | Bidirectional | Configurable
2233 | TCP | vSAN | 7.0, 8.0 | vSAN - Two Node | ESXi vSAN IP addresses | vSAN Witness IP address | Storage I/O for vSAN | Outgoing | Configurable
2233 | TCP | vSAN | 7.0, 8.0 | vSAN - Two Node | vSAN Witness IP address | ESXi vSAN IP addresses | Storage I/O for vSAN | Incoming | Configurable
2379 | TCP | vSphere with Tanzu | 7 | vSphere - Tanzu | Tanzu Management Network | Tanzu Management Network | Tanzu configuration datastore (etcd) | Bidirectional | Yes
2380 | TCP | vSphere with Tanzu | 7 | vSphere - Tanzu | Tanzu Management Network | Tanzu Management Network | Tanzu configuration datastore (etcd) | Bidirectional | Yes
2381 | TCP | vSphere with Tanzu | 7 | vSphere - Tanzu | Tanzu Management Network | Tanzu Management Network | Tanzu configuration datastore (etcd) | Bidirectional | Yes
2401 | TCP | vCenter Server | 8 | vSphere - Internal to vCenter Server | Internal to Product (127.0.0.1/::1), For Reference Only | Internal to Product (127.0.0.1/::1), For Reference Only | vsphere-ui debugging (regression, will not be present in a future release) | Internal | Internal
3023 | TCP | vCenter Server | 7.0, 8.0 | vSphere - Internal to vCenter Server | Internal to Product (127.0.0.1/::1), For Reference Only | Internal to Product (127.0.0.1/::1), For Reference Only | observability.launcher (internal proprietary service on appliance) | Internal | Internal
3128 | TCP | vCenter Server | 7.0, 8.0 | vSphere - Smart Cards | Management Workstations | vCenter Server Management IP address | vmware-stsd.launcher (Smart Card Mutual Authentication) | Incoming | Yes
3260 | TCP | ESXi | 6.5, 6.7, 7.0, 8.0 | vSphere - iSCSI | ESXi iSCSI IP addresses | iSCSI Storage Server | Core storage iSCSI Client | Outgoing | Configurable
3260 | TCP | vSAN | 7.0, 8.0 | vSAN - iSCSI | vSAN iSCSI Clients | vSAN iSCSI Target Service IP address | Interface for client access to vSAN iSCSI Target Service | Outgoing | Configurable
3268 | TCP | ESXi | 6.5, 6.7, 7.0, 8.0 | vSphere - IWA | ESXi Management IP addresses | Microsoft Active Directory Domain Controllers | Active Directory Connectivity using Integrated Windows Authentication | Outgoing | Configurable
3268 | TCP | vCenter Cloud Gateway | 7.0, 8.0 | vSphere - Cloud Gateway | vCenter Cloud Gateway Management IP address | Microsoft Active Directory Domain Controllers | Active Directory Connectivity using Integrated Windows Authentication | Outgoing | Configurable
3268 | TCP | vCenter Server | 6.5, 6.7, 7.0, 8.0 | vSphere - IWA | vCenter Server Management IP address | Microsoft Active Directory Domain Controllers | Active Directory Connectivity using Integrated Windows Authentication | Outgoing | Configurable
3269 | TCP | ESXi | 6.5, 6.7, 7.0, 8.0 | vSphere - IWA | ESXi Management IP addresses | Microsoft Active Directory Domain Controllers | Active Directory Connectivity using Integrated Windows Authentication | Outgoing | Configurable
3269 | TCP | vCenter Cloud Gateway | 7.0, 8.0 | vSphere - Cloud Gateway | vCenter Cloud Gateway Management IP address | Microsoft Active Directory Domain Controllers | Active Directory Connectivity using Integrated Windows Authentication | Outgoing | Configurable
3269 | TCP | vCenter Server | 6.5, 6.7, 7.0, 8.0 | vSphere - IWA | vCenter Server Management IP address | Microsoft Active Directory Domain Controllers | Active Directory Connectivity using Integrated Windows Authentication | Outgoing | Configurable
4000 | TCP | vCenter Server | 7.0, 8.0 | vSphere - Internal to vCenter Server | Internal to Product (127.0.0.1/::1), For Reference Only | Internal to Product (127.0.0.1/::1), For Reference Only | vmware-trustmanagement.launcher (internal proprietary service on appliance) | Internal | Internal
4001 | TCP | vCenter Server | 7.0, 8.0 | vSphere - Internal to vCenter Server | Internal to Product (0.0.0.0, Firewalled), For Reference Only | Internal to Product (127.0.0.1/::1), For Reference Only | lookupsvc.launcher (internal proprietary service on appliance) | Internal | Internal
4002 | TCP | vCenter Server | 7.0, 8.0 | vSphere - Internal to vCenter Server | Internal to Product (0.0.0.0, Firewalled), For Reference Only | Internal to Product (127.0.0.1/::1), For Reference Only | vmware-certificatemanagement.launcher (internal proprietary service on appliance) | Internal | Internal
4003 | TCP | vCenter Server | 8 | vSphere - Internal to vCenter Server | Internal to Product (0.0.0.0, Firewalled), For Reference Only | Internal to Product (127.0.0.1/::1), For Reference Only | vmware-hvc.launcher (internal proprietary service on appliance) | Internal | Internal
4004 | TCP | vCenter Server | 7.0, 8.0 | vSphere - Internal to vCenter Server | Internal to Product (127.0.0.1/::1), For Reference Only | Internal to Product (127.0.0.1/::1), For Reference Only | vmware-vpxd-svcs.launcher (internal proprietary service on appliance) | Internal | Internal
4045 | TCP | ESXi | 6.5, 6.7, 7.0, 8.0 | vSphere - NFSv3 | ESXi NFS IP addresses | NFS Storage Server | Core storage NFSv3 - lockd. Note: This might be a dynamic port, check with your storage vendor for correct setting. | Outgoing | Configurable
4045 | UDP | ESXi | 6.5, 6.7, 7.0, 8.0 | vSphere - NFSv3 | ESXi NFS IP addresses | NFS Storage Server | Core storage NFSv3 - lockd. Note: This might be a dynamic port, check with your storage vendor for correct setting. | Outgoing | Configurable
4045 | TCP | ESXi | 6.7, 7.0, 8.0 | vSphere - FBBR | vCenter Server Management IP address | File-based Backup and Restore Target IP address | vCenter Server File-based Backup and Restore over NFS | Outgoing | Configurable
4045 | UDP | ESXi | 6.7, 7.0, 8.0 | vSphere - FBBR | vCenter Server Management IP address | File-based Backup and Restore Target IP address | vCenter Server File-based Backup and Restore over NFS | Outgoing | Configurable
4298 | TCP | vCenter Server | 7.0, 8.0 | vSphere - Internal to vCenter Server | Internal to Product (127.0.0.1/::1), For Reference Only | Internal to Product (127.0.0.1/::1), For Reference Only | vapi-metadata (internal proprietary service on appliance) | Internal | Internal
4791 | UDP | ESXi | 7.0, 8.0 | vSphere - RDMA/PVRDMA | ESXi Management IP addresses | RDMA Storage Array | Support for RDMA-enabled Storage Arrays - Service Discovery | Outgoing | Configurable
5000 | TCP | vSphere with Tanzu | 7.0, 8.0 | vSphere - Tanzu | Tanzu Cluster Network, Tanzu Management Network | Tanzu Cluster Network, Tanzu Management Network | Docker registry for vSphere with Tanzu | Bidirectional | Yes
5001 | UDP | vSAN | 6.5 | vSAN - Base | ESXi vSAN IP addresses | ESXi vSAN IP addresses | vSAN Proactive Network Testing | Bidirectional | Configurable
5001 | UDP | vSAN | 6.5 | vSAN - Two Node | ESXi vSAN IP addresses | vSAN Witness IP address | vSAN Proactive Network Testing | Bidirectional | Configurable
5001 | UDP | vSAN | 6.5 | vSAN - Two Node | vSAN Witness IP address | ESXi vSAN IP addresses | vSAN Proactive Network Testing | Bidirectional | Configurable
5090 | TCP | vCenter Server | 7.0, 8.0 | vSphere - Internal to vCenter Server | Internal to Product (0.0.0.0, Firewalled), For Reference Only | Internal to Product (127.0.0.1/::1), For Reference Only | vsphere-ui (internal proprietary service on appliance) | Internal | Internal
5201 | TCP | vSAN | 6.5, 6.7, 7.0, 8.0 | vSAN - Base | ESXi vSAN IP addresses | ESXi vSAN IP addresses | vSAN Proactive Network Testing - vSAN VMODL HTTPS Endpoint | Bidirectional | Configurable
5201 | UDP | vSAN | 6.5, 6.7, 7.0, 8.0 | vSAN - Base | ESXi vSAN IP addresses | ESXi vSAN IP addresses | vSAN Proactive Network Testing - vSAN VMODL HTTPS Endpoint | Bidirectional | Configurable
5432 | TCP | vCenter Server | 7.0, 8.0 | vSphere - Internal to vCenter Server | Internal to Product (0.0.0.0, Firewalled), For Reference Only | Internal to Product (127.0.0.1/::1), For Reference Only | postgres (internal proprietary service on appliance) | Internal | Internal
5433 | TCP | vCenter Server | 7.0, 8.0 | vSphere - Internal to vCenter Server | Internal to Product (127.0.0.1/::1), For Reference Only | Internal to Product (127.0.0.1/::1), For Reference Only | postgres (internal proprietary service on appliance) | Internal | Internal
5444 | TCP | vCenter Server | 7.0, 8.0 | vSphere - Internal to vCenter Server | Internal to Product (127.0.0.1/::1), For Reference Only | Internal to Product (127.0.0.1/::1), For Reference Only | vpostgres (internal proprietary service on appliance) | Internal | Internal
5480 | TCP | vCenter Cloud Gateway | 7.0, 8.0 | vSphere - Cloud Gateway | Management Workstations | vCenter Cloud Gateway Management IP address | Virtual Appliance Management Interface (VAMI), used for appliance management | Outgoing | Yes
5480 | TCP | vCenter Server | 6.5, 6.7 | vSphere - PSC | Management Workstations | Platform Services Controller Management IP addresses | Virtual Appliance Management Interface (VAMI), used for appliance management | Incoming | Yes
5480 | TCP | vCenter Server | 6.5, 6.7, 7.0, 8.0 | vSphere - Base | Management Workstations | vCenter Server Management IP address | Virtual Appliance Management Interface (VAMI), used for appliance management | Incoming | Yes
5556 | TCP | vSphere with Tanzu | 7.0, 8.0 | vSphere - Tanzu | Tanzu Management Network | HAProxy Management IP Address | Allow LBAPI access to HAProxy. Applicable when vSphere networking stack is used to configure Supervisor cluster and HAProxy is the load balancer. | Outgoing | Configurable
5580 | TCP | vCenter Server | 7.0, 8.0 | vSphere - Tanzu | ESXi Management IP addresses | vCenter Server Management IP address | vSphere Pod Service for vSphere with Tanzu (twistd) | Bidirectional | Yes
5583 | TCP | vCenter Server | 7.0, 8.0 | vSphere - Internal to vCenter Server | Internal to Product (127.0.0.1/::1), For Reference Only | Internal to Product (127.0.0.1/::1), For Reference Only | pod (internal proprietary service on appliance) | Internal | Internal
5696 | TCP | ESXi | 7.0, 8.0 | vSphere - Trust Authority | Trust Authority Cluster ESXi Management IP addresses | Key Management Server addresses | KMS/Standard Key Provider access for vSphere Trust Authority | Outgoing | Yes
5696 | TCP | vCenter Server | 6.5, 6.7, 7.0, 8.0 | vSphere - VM Encryption/vTPM | vCenter Server Management IP address | Key Management Server addresses | KMS/Standard Key Provider access for VM Encryption | Outgoing | Yes
5696 | TCP | vSAN | 7.0, 8.0 | vSAN - Encryption | ESXi Management IP addresses | Key Management Server addresses | KMS/Standard Key Provider access for vSAN Encryption | Outgoing | Yes
5988 | TCP | ESXi | 6.5, 6.7, 7.0, 8.0 | vSphere - CIM | CIM Administration System | ESXi Management IP addresses | CIM/SLP access for monitoring and management | Incoming | No
5989 | TCP | ESXi | 6.5, 6.7, 7.0, 8.0 | vSphere - CIM | CIM Administration System | ESXi Management IP addresses | CIM/SLP access for monitoring and management | Incoming | No
6070 | TCP | vCenter Server | 7.0, 8.0 | vSphere - Internal to vCenter Server | Internal to Product (127.0.0.1/::1), For Reference Only | Internal to Product (127.0.0.1/::1), For Reference Only | perfcharts (internal proprietary service on appliance) | Internal | Internal
6443 | TCP | vSphere with Tanzu | 7.0, 8.0 | vSphere - Tanzu | Tanzu Cluster Network, Tanzu Management Network | Tanzu Cluster Network, Tanzu Management Network | kube-apiserver for vSphere with Tanzu | Bidirectional | Yes
6443 | TCP | vSphere with Tanzu | 7.0, 8.0 | vSphere - Tanzu | Tanzu Supervisor Primary Network | Tanzu Workload Network | GCM needs to communicate with TKC apiserver. | Outgoing | Yes
6443 | TCP | vSphere with Tanzu | 7.0, 8.0 | vSphere - Tanzu | Tanzu Supervisor Primary Network | Tanzu Workload Network | VMOperator needs to communicate with TKC VMs. | Outgoing | Yes
6443 | TCP | vSphere with Tanzu | 7.0, 8.0 | vSphere - Tanzu | Tanzu Supervisor Primary Network | Tanzu Load Balancer Network | TKC control plane and pvCSI communicates with Supervisor Apiserver using load balancer virtual IP set for the same. | Outgoing | Yes
6443 | TCP | vSphere with Tanzu | 7.0, 8.0 | vSphere - Tanzu | Tanzu Workload Network | Tanzu Load Balancer Network | TKC control plane and pvCSI communicates with Supervisor Apiserver using load balancer virtual IP set for the same. | Outgoing | Yes
6443 | TCP | vSphere with Tanzu | 7.0, 8.0 | vSphere - Tanzu | Tanzu Load Balancer Network | Tanzu Supervisor Primary Network | Supervisor Control Plane API server | Outgoing | Yes
6500 | UDP | vCenter Server | 6.5, 6.7, 7.0, 8.0 | vSphere - Dump Collector | ESXi Management IP addresses | vCenter Server Management IP address | ESXi Dump Collector | Bidirectional | Configurable
6501 | TCP | vCenter Server | 6.5, 6.7, 7.0, 8.0 | vSphere - Auto Deploy | ESXi Management IP addresses | vCenter Server Management IP address | Auto Deploy | Bidirectional | Partial | See https://docs.vmware.com/en/VMware-vSphere/7.0/com.vmware.vsphere.security.doc/GUID-8DAC6FEE-0441-4072-8195-9461095C2041.html
6502 | TCP | vCenter Server | 6.5, 6.7, 7.0, 8.0 | vSphere - Auto Deploy | ESXi Management IP addresses | vCenter Server Management IP address | Auto Deploy | Bidirectional | Partial | See https://docs.vmware.com/en/VMware-vSphere/7.0/com.vmware.vsphere.security.doc/GUID-8DAC6FEE-0441-4072-8195-9461095C2041.html
6831 | UDP | vCenter Server | 7.0, 8.0 | vSphere - Internal to vCenter Server | Internal to Product (127.0.0.1/::1), For Reference Only | Internal to Product (127.0.0.1/::1), For Reference Only | vdtc (internal proprietary service on appliance) | Internal | Internal
6831 | UDP | ESXI | 7.0, 8.0 | vSphere - Internal to ESXi | Internal to Product (127.0.0.1/::1), For Reference Only | Internal to Product (127.0.0.1/::1), For Reference Only | vdtc (internal proprietary service on appliance) | Internal | Internal
6832 | TCP | vCenter Server | 7.0, 8.0 | vSphere - Internal to vCenter Server | Internal to Product (0.0.0.0, Firewalled), For Reference Only | Internal to Product (127.0.0.1/::1), For Reference Only | vdtc (internal proprietary service on appliance) | Internal | Internal
6999 | UDP | ESXi | 6.5, 6.7, 7.0, 8.0 | vSphere - NSX | ESXi Management IP addresses | ESXi Management IP addresses | NSX Distributed Router | Bidirectional | Yes
7080 | TCP | vCenter Server | 7.0, 8.0 | vSphere - Internal to vCenter Server | Internal to Product (127.0.0.1/::1), For Reference Only | Internal to Product (127.0.0.1/::1), For Reference Only | sts (internal proprietary service on appliance) | Internal | Internal
7090 | TCP | vCenter Server | 6.5, 6.7, 7.0 | vSphere - Base | Solutions Management addresses | vCenter Server Management IP address | lookupsvc.launcher (Interoperability between additional VMware products and vSphere) | Incoming | Yes
7090 | TCP | vCenter Server | 8 | vSphere - Base | Internal to Product (0.0.0.0, Firewalled), For Reference Only | Internal to Product (127.0.0.1/::1), For Reference Only | lookupsvc.launcher (Interoperability between additional VMware products and vSphere) | Incoming | Yes
7199 | TCP | vSphere | 7.0, 8.0 | vSphere - Bitfusion | vSphere Bitfusion Server Management IP addresses | vSphere Bitfusion Server Management IP addresses | vSphere Bitfusion Cluster Communications - Cassandra DB | Bidirectional | Yes
7444 | TCP | vCenter Server | 7.0, 8.0 | vSphere - Cloud Gateway | Enhanced Linked Mode Partner Management IP address | vCenter Server Management IP address | vSphere Authentication Framework access for Enhanced Linked Mode | Incoming | Yes
7444 | TCP | vCenter Cloud Gateway | 7.0, 8.0 | vSphere - Cloud Gateway | vCenter Cloud Gateway Management IP address | vCenter Server Management IP address | Hybrid Linked Mode | Outgoing | Yes
7475 | TCP | vCenter Server | 6.5, 6.7, 7.0, 8.0 | vSphere - Auth Proxy | ESXi Management IP addresses | vCenter Server Management IP address | VMware vSphere Authentication Proxy | Bidirectional | Yes
7476 | TCP | vCenter Server | 6.5, 6.7, 7.0, 8.0 | vSphere - Auth Proxy | ESXi Management IP addresses | vCenter Server Management IP address | VMware vSphere Authentication Proxy | Bidirectional | Yes
7890 | TCP | ESXI | 7.0, 8.0 | vSphere - Internal to ESXi | Internal to Product (127.0.0.1/::1), For Reference Only | Internal to Product (127.0.0.1/::1), For Reference Only | kmxa (internal proprietary service on appliance) | Internal | Internal
8000 | TCP | vCenter Server | 7.0, 8.0 | vSphere - Internal to vCenter Server | Internal to Product (127.0.0.1/::1), For Reference Only | Internal to Product (127.0.0.1/::1), For Reference Only | netdumper (internal proprietary service on appliance) | Internal | Internal
8000 | TCP | ESXi | 7.0, 8.0 | vSphere - xvMotion | ESXi vMotion IP addresses | Remote ESXi vMotion IP addresses | Advanced Cross-vCenter Server vMotion | Outgoing | Configurable | Specify "required" in virtual machine settings
8000 | TCP | ESXi | 6.5, 6.7, 7.0, 8.0 | vSphere - Base | ESXi vMotion IP addresses | ESXi vMotion IP addresses | vMotion | Bidirectional | Configurable | Specify "required" in virtual machine settings
8000 | TCP | vSphere with Tanzu | 7.0, 8.0 | vSphere - Tanzu | Tanzu Cluster Network, Tanzu Management Network | Tanzu Cluster Network, Tanzu Management Network | vSphere with Tanzu Management - Upgrade Compatibility Service | Bidirectional | Yes
8006 | TCP | vSAN | 7.0, 8.0 | vSphere - Internal to vCenter Server | Internal to Product (127.0.0.1/::1), For Reference Only | Internal to Product (127.0.0.1/::1), For Reference Only | vcanvcmgmtd (internal proprietary service on appliance) | Internal | Internal
8010 | TCP | vSAN | 6.5, 6.7 | vSAN - Base | Management Workstations | vCenter Server Management IP address | vSAN Live Statistics interface | Incoming | Yes
8073 | TCP | vSphere with Tanzu | 7.0, 8.0 | vSphere - Tanzu | Tanzu Cluster Network, Tanzu Management Network | Tanzu Cluster Network, Tanzu Management Network | pprof for vSphere with Tanzu | Bidirectional | Yes
8080 | TCP | vSAN | 6.5 | vSAN - Base | ESXi vSAN IP addresses | ESXi vSAN IP addresses | Storage Profile-based Management for vSAN | Bidirectional | Configurable
8080 | TCP | vSAN | 6.5 | vSAN - Two Node | ESXi vSAN IP addresses | vSAN Witness IP address | Storage Profile-based Management for vSAN | Outgoing | Configurable
8080 | TCP | vSAN | 6.5 | vSAN - Two Node | vSAN Witness IP address | ESXi vSAN IP addresses | Storage Profile-based Management for vSAN | Incoming | Configurable
8080 | TCP | vSphere with Tanzu | 7.0, 8.0 | vSphere - Tanzu | Tanzu Cluster Network, Tanzu Management Network | Tanzu Cluster Network, Tanzu Management Network | LBAPI Metrics Service for vSphere with Tanzu | Bidirectional | Yes
8081 | TCP | vSphere with Tanzu | 7.0, 8.0 | vSphere - Tanzu | Tanzu Cluster Network, Tanzu Management Network | Tanzu Cluster Network, Tanzu Management Network | Registry Agent Metrics Service for vSphere with Tanzu | Bidirectional | Yes
8083 | TCP | vCenter Server | 7.0, 8.0 | vSphere - Internal to vCenter Server | Internal to Product (127.0.0.1/::1), For Reference Only | Internal to Product (127.0.0.1/::1), For Reference Only | vSphere Lifecycle Manager Configuration Store (settingsd) | Internal | Internal | Front-ended by reverse proxy on vSphere 7 and newer
8083 | TCP | ESXi | 7.0, 8.0 | vSphere - Internal to ESXi | Internal to Product (127.0.0.1/::1), For Reference Only | Internal to Product (127.0.0.1/::1), For Reference Only | vSphere Lifecycle Manager Configuration Store (settingsd) | Internal | Internal | Front-ended by reverse proxy on vSphere 7 and newer
8084 | TCP | vCenter Server | 6.5, 6.7, 7.0, 8.0 | vSphere - Base | Management Workstations | vCenter Server Management IP address | vSphere Lifecycle Manager | Incoming | Yes | Front-ended by reverse proxy on vSphere 7 and newer
8084 | TCP | vCenter Server | 6.5, 6.7, 7.0, 8.0 | vSphere - ELM | Enhanced Linked Mode Partner Management IP address | vCenter Server Management IP address | vSphere Lifecycle Manager | Incoming | Yes | Front-ended by reverse proxy on vSphere 7 and newer
8084 | TCP | vCenter Server | 6.5, 6.7, 7.0, 8.0 | vSphere - ELM | vCenter Server Management IP address | Enhanced Linked Mode Partner Management IP address | vSphere Lifecycle Manager | Incoming | Yes | Front-ended by reverse proxy on vSphere 7 and newer
8085 | TCP | vCenter Server | 7.0, 8.0 | vSphere - Internal to vCenter Server | Internal to Product (127.0.0.1/::1), For Reference Only | Internal to Product (127.0.0.1/::1), For Reference Only | vpxd (internal proprietary service on appliance) | Internal | Internal
8086 | TCP | vCenter Server | 7.0, 8.0 | vSphere - Internal to vCenter Server | Internal to Product (127.0.0.1/::1), For Reference Only | Internal to Product (127.0.0.1/::1), For Reference Only | updatemgr (internal proprietary service on appliance) | Internal | Internal
8089 | TCP | vCenter Server | 7.0, 8.0 | vSphere - Internal to vCenter Server | Internal to Product (127.0.0.1/::1), For Reference Only | Internal to Product (127.0.0.1/::1), For Reference Only | vpxd (internal proprietary service on appliance) | Internal | Internal
8089 | TCP | ESXI | 7.0, 8.0 | vSphere - Internal to ESXi | Internal to Product (127.0.0.1/::1), For Reference Only | Internal to Product (127.0.0.1/::1), For Reference Only | vpxa (internal proprietary service on appliance) | Internal | Internal
8093 | TCP | vCenter Server | 7.0, 8.0 | vSphere - Internal to vCenter Server | Internal to Product (127.0.0.1/::1), For Reference Only | Internal to Product (127.0.0.1/::1), For Reference Only | vpxd (internal proprietary service on appliance) | Internal | Internal
8095 | TCP | vCenter Server | 7.0, 8.0 | vSphere - Internal to vCenter Server | Internal to Product (127.0.0.1/::1), For Reference Only | Internal to Product (127.0.0.1/::1), For Reference Only | vpxd (internal proprietary service on appliance) | Internal | Internal
8098 | TCP | vCenter Server | 7.0, 8.0 | vSphere - Internal to vCenter Server | Internal to Product (127.0.0.1/::1), For Reference Only | Internal to Product (127.0.0.1/::1), For Reference Only | imagebuilder (internal proprietary service on appliance) | Internal | Internal
8098 | TCP | ESXI | 7.0, 8.0 | vSphere - Internal to ESXi | Internal to Product (127.0.0.1/::1), For Reference Only | Internal to Product (127.0.0.1/::1), For Reference Only | apiForwarder (internal proprietary service on appliance) | Internal | Internal
8099 | TCP | vCenter Server | 7.0, 8.0 | vSphere - Internal to vCenter Server | Internal to Product (127.0.0.1/::1), For Reference Only | Internal to Product (127.0.0.1/::1), For Reference Only | imagebuilder (internal proprietary service on appliance) | Internal | Internal
8100 | TCP | ESXi | 6.5, 6.7, 7.0, 8.0 | vSphere - FT | ESXi Management IP addresses | ESXi Management IP addresses | vSphere Fault Tolerance | Bidirectional | Configurable | Specify "required" in virtual machine settings
8100 | UDP | ESXi | 6.5, 6.7, 7.0, 8.0 | vSphere - FT | ESXi Management IP addresses | ESXi Management IP addresses | vSphere Fault Tolerance | Bidirectional | Configurable | Specify "required" in virtual machine settings
8182 | TCP | ESXi | 6.5, 6.7, 7.0, 8.0 | vSphere - HA | ESXi Management IP addresses | ESXi Management IP addresses | vSphere High Availability (NOT vCenter Server High Availability) | Bidirectional | Yes
8182 | UDP | ESXi | 6.5, 6.7, 7.0, 8.0 | vSphere - HA | ESXi Management IP addresses | ESXi Management IP addresses | vSphere High Availability (NOT vCenter Server High Availability) | Bidirectional | Yes
8190 | TCP | vCenter Server | 7.0, 8.0 | vSphere - Internal to vCenter Server | Internal to Product (127.0.0.1/::1), For Reference Only | Internal to Product (127.0.0.1/::1), For Reference Only | vmware-sps.launcher (internal proprietary service on appliance) | Internal | Internal
8200 | TCP | ESXi | 6.5, 6.7, 7.0, 8.0 | vSphere - FT | ESXi Management IP addresses | ESXi Management IP addresses | vSphere Fault Tolerance Communications | Bidirectional | Configurable | Specify "required" in virtual machine settings
8200 | UDP | ESXi | 6.5, 6.7, 7.0, 8.0 | vSphere - FT | ESXi Management IP addresses | ESXi Management IP addresses | vSphere Fault Tolerance Communications | Bidirectional | Configurable | Specify "required" in virtual machine settings
8201 | TCP | vCenter Server | 7.0, 8.0 | vSphere - Internal to vCenter Server | Internal to Product (127.0.0.1/::1), For Reference Only | Internal to Product (127.0.0.1/::1), For Reference Only | python/vherdrunner (internal proprietary service on appliance) | Internal | Internal
8300 | TCP | vCenter Server | 7.0, 8.0 | vSphere - Internal to vCenter Server | Internal to Product (127.0.0.1/::1), For Reference Only | Internal to Product (127.0.0.1/::1), For Reference Only | applmgmt (internal proprietary service on appliance) | Internal | Internal
8300 | TCP | ESXi | 6.5, 6.7, 7.0, 8.0 | vSphere - FT | ESXi Management IP addresses | ESXi Management IP addresses | vSphere Fault Tolerance Communications | Bidirectional | Configurable | Specify "required" in virtual machine settings
8300 | UDP | ESXi | 6.5, 6.7, 7.0, 8.0 | vSphere - FT | ESXi Management IP addresses | ESXi Management IP addresses | vSphere Fault Tolerance Communications | Bidirectional | Configurable | Specify "required" in virtual machine settings
8301 | TCP | vCenter Server | 7.0, 8.0 | vSphere - Internal to vCenter Server | Internal to Product (127.0.0.1/::1), For Reference Only | Internal to Product (127.0.0.1/::1), For Reference Only | applmgmt (internal proprietary service on appliance) | Internal | Internal
8301 | UDP | ESXi | 6.5, 6.7, 7.0, 8.0 | vSphere - dvSwitch | ESXi Management IP addresses | ESXi Management IP addresses | Distributed Virtual Switch Communications | Bidirectional | Yes
8302 | UDP | ESXi | 6.5, 6.7, 7.0, 8.0 | vSphere - dvSwitch | ESXi Management IP addresses | ESXi Management IP addresses | Distributed Virtual Switch Communications | Bidirectional | Yes
8303 | TCP | ESXI | 7.0, 8.0 | vSphere - Internal to ESXi | Internal to Product (127.0.0.1/::1), For Reference Only | Internal to Product (127.0.0.1/::1), For Reference Only | hostdCgiServer (internal proprietary service on appliance) | Internal | Internal
8307 | TCP | ESXI | 7.0, 8.0 | vSphere - Internal to ESXi | Internal to Product (127.0.0.1/::1), For Reference Only | Internal to Product (127.0.0.1/::1), For Reference Only | hostd (internal proprietary service on appliance) | Internal | Internal
8309 | TCP | ESXI | 7.0, 8.0 | vSphere - Internal to ESXi | Internal to Product (127.0.0.1/::1), For Reference Only | Internal to Product (127.0.0.1/::1), For Reference Only | hostd (internal proprietary service on appliance) | Internal | Internal
8383 | TCP | vSphere with Tanzu | 7.0, 8.0 | vSphere - Tanzu | Tanzu Cluster Network, Tanzu Management Network | Tanzu Cluster Network, Tanzu Management Network | vSphere CSI Driver Metrics Service for vSphere with Tanzu | Bidirectional | Yes
8443 | TCP | ESXi | 6.5, 6.7, 7.0, 8.0 | vSphere - VASA/VVOL | ESXi Management IP addresses | VASA/VVOL Storage Array | Core storage VVOL/VASA. Note: VASA providers and VVOL communication ports might vary between vendors. | Outgoing | Configurable
8443 | TCP | vCenter Server | 6.5, 6.7, 7.0, 8.0 | vSphere - VASA/VVOL | vCenter Server Management IP address | VASA/VVOL Storage Array | Core storage VVOL/VASA. Note: VASA providers and VVOL communication ports might vary between vendors. | Outgoing | Configurable
8443 | TCP | vSphere with Tanzu | 7.0, 8.0 | vSphere - Tanzu | Tanzu Cluster Network, Tanzu Management Network | Tanzu Cluster Network, Tanzu Management Network | Authentication proxy for vSphere with Tanzu. | Bidirectional | Yes
8888 | TCP | ESXI | 7.0, 8.0 | vSphere - Internal to ESXi | Internal to Product (127.0.0.1/::1), For Reference Only | Internal to Product (127.0.0.1/::1), For Reference Only | vdtc (internal proprietary service on appliance) | Internal | Internal
8889 | TCP | vCenter Server | 6.5, 6.7, 7.0, 8.0 | vSphere - CIM | Management Workstations | vCenter Server Management IP address | WS-Management/DMTF | Incoming | No
8900 | TCP | vCenter Server | 7.0, 8.0 | vSphere - Internal to vCenter Server | Internal to Product (127.0.0.1/::1), For Reference Only | Internal to Product (127.0.0.1/::1), For Reference Only | vmon-vapi-provider (internal proprietary service on appliance) | Internal | Internal
8920 | TCP | vCenter Server | 7.0, 8.0 | vSphere - Internal to vCenter Server | Internal to Product (127.0.0.1/::1), For Reference Only | Internal to Product (127.0.0.1/::1), For Reference Only | wcpsvc (internal proprietary service on appliance) | Internal | Internal
8929 | TCP | vCenter Server | 8 | vSphere - Internal to vCenter Server | Internal to Product (127.0.0.1/::1), For Reference Only | Internal to Product (127.0.0.1/::1), For Reference Only | wcpsvc (internal proprietary service on appliance) | Internal | Internal
9000 | TCP | vCenter Server | 6.5, 6.7 | vSphere - Base | vCenter Server Management IP address | ESXi Management IP addresses | vSphere Lifecycle Manager/Update Manager Communications - Redirect requests from HTTP to HTTPS | Outgoing | No
9042 | TCP | vSphere | 7.0, 8.0 | vSphere - Bitfusion | vSphere Bitfusion Server Management IP addresses | vSphere Bitfusion Server Management IP addresses | vSphere Bitfusion Cluster Communications - Cassandra DB | Bidirectional | Yes
9080 | TCP | vCenter Server | 6.5, 6.7, 7.0, 8.0 | vSphere - Base | vCenter Server Management IP address | ESXi Management IP addresses | vSphere I/O Filters (used for Replication and other storage communication) | Incoming | Yes
9084 | TCP | vCenter Server | 6.5, 6.7, 7.0, 8.0 | vSphere - Base | ESXi Management IP addresses | vCenter Server Management IP address | vSphere Lifecycle Manager Communications | Incoming | Yes | Front-ended by reverse proxy on vSphere 7 and newer
9085 | TCP | vCenter Server | 7.0, 8.0 | vSphere - Internal to vCenter Server | Internal to Product (127.0.0.1/::1), For Reference Only | Internal to Product (127.0.0.1/::1), For Reference Only | java (internal proprietary service on appliance) | Internal | Internal
9087 | TCP | vCenter Server | 6.5, 6.7, 7.0, 8.0 | vSphere - Base | Management Workstations | vCenter Server Management IP address | vSphere Lifecycle Manager Communications | Incoming | Yes | Front-ended by reverse proxy on vSphere 7 and newer
9089 | TCP | ESXi | 6.5, 6.7, 7.0, 8.0 | vSphere - HA | Internal to Product (127.0.0.1/::1), For Reference Only | Internal to Product (127.0.0.1/::1), For Reference Only | fdm (internal proprietary service on appliance) | Internal | Internal
9095 | TCP | ESXI | 7.0, 8.0 | vSphere - Internal to ESXi | Internal to Product (127.0.0.1/::1), For Reference Only | Internal to Product (127.0.0.1/::1), For Reference Only | vsanmgmtd (internal proprietary service on appliance) | Internal | Internal
9095 | TCP | vSAN | 6.5, 6.7, 7.0, 8.0 | vSAN - Base | ESXi vSAN IP addresses | ESXi vSAN IP addresses | vSAN Management - vSAN VMODL HTTPS Endpoint | Bidirectional | Yes
9096 | TCP | ESXI | 7.0, 8.0 | vSphere - Internal to ESXi | Internal to Product (127.0.0.1/::1), For Reference Only | Internal to Product (127.0.0.1/::1), For Reference Only | vsanmgmtd (internal proprietary service on appliance) | Internal | Internal
9096 | TCP | vSAN | 6.5, 6.7, 7.0, 8.0 | vSAN - Base | ESXi vSAN IP addresses | ESXi vSAN IP addresses | vSAN Management - vSAN VMODL HTTPS Endpoint | Bidirectional | Yes
9097 | TCP | ESXI | 7.0, 8.0 | vSphere - Internal to ESXi | Internal to Product (127.0.0.1/::1), For Reference Only | Internal to Product (127.0.0.1/::1), For Reference Only | vsanmgmtd (internal proprietary service on appliance) | Internal | Internal
9097 | TCP | vSAN | 7.0, 8.0 | vSAN - Base | Management Workstations | vCenter Server Management IP address | vSAN Management - vSAN Metrics REST Endpoint | Incoming | Yes
9127 | TCP | ESXI | 7.0, 8.0 | vSphere - Internal to ESXi | Internal to Product (127.0.0.1/::1), For Reference Only | Internal to Product (127.0.0.1/::1), For Reference Only | hostd (internal proprietary service on appliance) | Internal | Internal
9131 | TCP | ESXI | 7.0, 8.0 | vSphere - Internal to ESXi | Internal to Product (127.0.0.1/::1), For Reference Only | Internal to Product (127.0.0.1/::1), For Reference Only | hostd (internal proprietary service on appliance) | Internal | Internal
9162 | TCP | vSphere | 7.0, 8.0 | vSphere - Bitfusion | vSphere Bitfusion Server Management IP addresses | vSphere Bitfusion Server Management IP addresses | vSphere Bitfusion Cluster Communications - Cassandra DB | Bidirectional | Yes
9199 | TCP | ESXI | 7.0, 8.0 | vSphere - Internal to ESXi | Internal to Product (127.0.0.1/::1), For Reference Only | Internal to Product (127.0.0.1/::1), For Reference Only | esxtokend (internal proprietary service on appliance) | Internal | Internal
9402 | TCP | vSphere with Tanzu | 7.0, 8.0 | vSphere - Tanzu | Tanzu Cluster Network, Tanzu Management Network | Tanzu Cluster Network, Tanzu Management Network | Certificate manager for vSphere with Tanzu | Bidirectional | Yes
9440 | TCP | vSphere with Tanzu | 7.0, 8.0 | vSphere - Tanzu | Tanzu Cluster Network, Tanzu Management Network | Tanzu Cluster Network, Tanzu Management Network | Health check probes for the CAPI controller-manager Pod in vSphere with Tanzu | Bidirectional | Yes
9441 | TCP | vSphere with Tanzu | 7.0, 8.0 | vSphere - Tanzu | Tanzu Cluster Network, Tanzu Management Network | Tanzu Cluster Network, Tanzu Management Network | Serves health-check probes for the CAPI webhook Pod in vSphere with Tanzu | Bidirectional | Yes
9443 | TCP | vCenter Server | 6.5, 6.7 | vSphere - VM Console | Administration Systems Requiring VM Console Access | vCenter Server Management IP address | Primary interface for VM console access, using vSphere Client or VMRC version 11 or later. See https://kb.vmware.com/s/article/76672. | Incoming | Yes
9808 | TCP | vSphere with Tanzu | 7.0, 8.0 | vSphere - Tanzu | Tanzu Cluster Network, Tanzu Management Network | Tanzu Cluster Network, Tanzu Management Network | Sidecar of the CSI driver, used for health monitoring in vSphere with Tanzu | Bidirectional | Yes
9844 | TCP | vSphere with Tanzu | 7.0, 8.0 | vSphere - Tanzu | Tanzu Cluster Network, Tanzu Management Network | Tanzu Cluster Network, Tanzu Management Network | HTTPS Proxy - Performs RBAC authorization against the metrics service in CAPI controller-mananger in vSphere with Tanzu | Bidirectional | Yes
9845 | TCP | vSphere with Tanzu | 7.0, 8.0 | vSphere - Tanzu | Tanzu Cluster Network, Tanzu Management Network | Tanzu Cluster Network, Tanzu Management Network | HTTPS Proxy - Performs RBAC authorization against the metrics service in CABPK controller-manager in vSphere with Tanzu | Bidirectional | Yes
9846 | TCP | vSphere with Tanzu | 7.0, 8.0 | vSphere - Tanzu | Tanzu Cluster Network, Tanzu Management Network | Tanzu Cluster Network, Tanzu Management Network | HTTPS Proxy - Performs RBAC authorization against the metrics service in CAPW in vSphere with Tanzu | Bidirectional | Yes
9847 | TCP | vSphere with Tanzu | 7.0, 8.0 | vSphere - Tanzu | Tanzu Cluster Network, Tanzu Management Network | Tanzu Cluster Network, Tanzu Management Network | HTTPS Proxy - Performs RBAC authorization against the metrics service in GCM in vSphere with Tanzu | Bidirectional | Yes
9848 | TCP | vSphere with Tanzu | 7.0, 8.0 | vSphere - Tanzu | Tanzu Cluster Network, Tanzu Management Network | Tanzu Cluster Network, Tanzu Management Network | HTTPS Proxy - Performs RBAC authorization against the metrics service in VM Operator in vSphere with Tanzu | Bidirectional | Yes
9850 | TCP | vSphere with Tanzu | 7.0, 8.0 | vSphere - Tanzu | Tanzu Cluster Network, Tanzu Management Network | Tanzu Cluster Network, Tanzu Management Network | HTTPS Proxy - Performs RBAC authorization against the metrics service in KCP controller-manager in vSphere with Tanzu | Bidirectional | Yes
9851 | TCP | vSphere with Tanzu | 7.0, 8.0 | vSphere - Tanzu | Tanzu Cluster Network, Tanzu Management Network | Tanzu Cluster Network, Tanzu Management Network | HTTPS Proxy - Performs RBAC authorization against the metrics service in NETOP in vSphere with Tanzu | Bidirectional | Yes
9853 | TCP | vSphere with Tanzu | 7.0, 8.0 | vSphere - Tanzu | Tanzu Cluster Network, Tanzu Management Network | Tanzu Cluster Network, Tanzu Management Network | Metrics service for LBAPI, helpful for monitoring LBAPI in vSphere with Tanzu. | Bidirectional | Yes
9874 | TCP | vSphere with Tanzu | 7.0, 8.0 | vSphere - Tanzu | Tanzu Cluster Network, Tanzu Management Network | Tanzu Cluster Network, Tanzu Management Network | CAPI webhook service in vSphere with Tanzu | Bidirectional | Yes
9875 | TCP | vSphere with Tanzu | 7.0, 8.0 | vSphere - Tanzu | Tanzu Cluster Network, Tanzu Management Network | Tanzu Cluster Network, Tanzu Management Network | CABPK webhook service in vSphere with Tanzu | Bidirectional | Yes
9876 | TCP | vCenter Server | 7.0, 8.0 | vSphere - Internal to vCenter Server | Internal to Product (127.0.0.1/::1), For Reference Only | Internal to Product (127.0.0.1/::1), For Reference Only | envoy (internal proprietary service on appliance) | Internal | Internal
9876 | TCP | vSphere with Tanzu | 7.0, 8.0 | vSphere - Tanzu | Tanzu Cluster Network, Tanzu Management Network | Tanzu Cluster Network, Tanzu Management Network | CAPW webhook service in vSphere with Tanzu | Bidirectional | Yes
9877 | TCP | vSphere with Tanzu | 7.0, 8.0 | vSphere - Tanzu | Tanzu Cluster Network, Tanzu Management Network | Tanzu Cluster Network, Tanzu Management Network | GCM webhook service in vSphere with Tanzu | Bidirectional | Yes
9878 | TCP | vSphere with Tanzu | 7.0, 8.0 | vSphere - Tanzu | Tanzu Cluster Network, Tanzu Management Network | Tanzu Cluster Network, Tanzu Management Network | Webhook service in VM Operator - Responsible for capturing Kubernetes API data related to VM Operator CRDs in vSphere with Tanzu | Bidirectional | Yes
9880 | TCP | vSphere with Tanzu | 7.0, 8.0 | vSphere - Tanzu | Tanzu Cluster Network, Tanzu Management Network | Tanzu Cluster Network, Tanzu Management Network | KCP webhook service - Responsible for capturing Kubernetes API data related to VM Operator CRDs in vSphere with Tanzu | Bidirectional | Yes
9887 | TCP | vSphere with Tanzu | 7.0, 8.0 | vSphere - Tanzu | Tanzu Management Network | Tanzu Management Network | Webhook service in WCP License Operator - Responsible for capturing Kubernetes API data related to WCP LIcense Operator CRDs in vSphere with Tanzu | Bidirectional | Yes
9944 | TCP | vSphere with Tanzu | 7.0, 8.0 | vSphere - Tanzu | Tanzu Cluster Network, Tanzu Management Network | Tanzu Cluster Network, Tanzu Management Network | HTTP proxy for CAPI webhook - Performs RBAC authorization against the metrics service in CAPI webhook in vSphere with Tanzu | Bidirectional | No
9945 | TCP | vSphere with Tanzu | 7.0, 8.0 | vSphere - Tanzu | Tanzu Cluster Network, Tanzu Management Network | Tanzu Cluster Network, Tanzu Management Network | HTTP proxy for CABPK webhook - Performs RBAC authorization against the metrics service in CABPK webhook in vSphere with Tanzu | Bidirectional | No
9946 | TCP | vSphere with Tanzu | 7.0, 8.0 | vSphere - Tanzu | Tanzu Cluster Network, Tanzu Management Network | Tanzu Cluster Network, Tanzu Management Network | HTTP proxy for CAPW webhook - Performs RBAC authorization against the metrics service in CAPW webhook in vSphere with Tanzu | Bidirectional | No
9950 | TCP | vSphere with Tanzu | 7.0, 8.0 | vSphere - Tanzu | Tanzu Cluster Network, Tanzu Management Network | Tanzu Cluster Network, Tanzu Management Network | HTTP proxy for KCP webhook - Performs RBAC authorization against the metrics service in KCP webhook in vSphere with Tanzu | Bidirectional | No
9984 | TCP | ESXI | 7.0, 8.0 | vSphere - Internal to ESXi | Internal to Product (127.0.0.1/::1), For Reference Only | Internal to Product (127.0.0.1/::1), For Reference Only | healthd (internal proprietary service on appliance) | Internal | Internal
9996 | TCP | ESXI | 7.0, 8.0 | vSphere - Internal to ESXi | Internal to Product (127.0.0.1/::1), For Reference Only | Internal to Product (127.0.0.1/::1), For Reference Only | healthd (internal proprietary service on appliance) | Internal | Internal
9999 | TCP | ESXI | 7.0, 8.0 | vSphere - Internal to ESXi | Internal to Product (127.0.0.1/::1), For Reference Only | Internal to Product (127.0.0.1/::1), For Reference Only | vdtc (internal proprietary service on appliance) | Internal | Internal
10080 | TCP | vCenter Server | 7.0, 8.0 | vSphere - Internal to vCenter Server | Internal to Product (127.0.0.1/::1), For Reference Only | Internal to Product (127.0.0.1/::1), For Reference Only | vmware-vpxd-svcs.launcher (internal proprietary service on appliance) | Internal | Internal
10090 | TCP | vCenter Server | 8 | vSphere - Internal to vCenter Server | Internal to Product (127.0.0.1/::1), For Reference Only | Internal to Product (127.0.0.1/::1), For Reference Only | vmware-hvc.launcher (internal proprietary service on appliance) | Internal | Internal
1024-65535 | TCP | vCenter Server | 8 | vSphere - Internal to vCenter Server | Internal to Product (0.0.0.0, Firewalled), For Reference Only | Internal to Product (127.0.0.1/::1), For Reference Only | vmware-hvc.launcher (internal proprietary service on appliance) | Internal | Internal | Internal listeners as part of reverse proxy/multiplexor on 443/tcp
1024-65535 | TCP | vCenter Server | 8 | vSphere - Internal to vCenter Server | Internal to Product (127.0.0.1/::1), For Reference Only | Internal to Product (127.0.0.1/::1), For Reference Only | vmware-hvc.launcher (internal proprietary service on appliance) | Internal | Internal | Internal listeners as part of reverse proxy/multiplexor on 443/tcp
10095 | TCP | vCenter Server | 7.0, 8.0 | vSphere - Internal to vCenter Server | Internal to Product (127.0.0.1/::1), For Reference Only | Internal to Product (127.0.0.1/::1), For Reference Only | vmware-trustmanagement.launcher (internal proprietary service on appliance) | Internal | Internal
1024-65535 | TCP | vCenter Server | 7.0, 8.0 | vSphere - Internal to vCenter Server | Internal to Product (0.0.0.0, Firewalled), For Reference Only | Internal to Product (127.0.0.1/::1), For Reference Only | vmware-trustmanagement.launcher (internal proprietary service on appliance) | Internal | Internal | Internal listeners as part of reverse proxy/multiplexor on 443/tcp
1024-65535 | TCP | vCenter Server | 7.0, 8.0 | vSphere - Internal to vCenter Server | Internal to Product (127.0.0.1/::1), For Reference Only | Internal to Product (127.0.0.1/::1), For Reference Only | vmware-trustmanagement.launcher (internal proprietary service on appliance) | Internal | Internal | Internal listeners as part of reverse proxy/multiplexor on 443/tcp
10096 | TCP | vCenter Server | 7.0, 8.0 | vSphere - Internal to vCenter Server | Internal to Product (127.0.0.1/::1), For Reference Only | Internal to Product (127.0.0.1/::1), For Reference Only | vmware-certificatemanagement.launcher (internal proprietary service on appliance) | Internal | Internal
10097 | TCP | vCenter Server | 7.0, 8.0 | vSphere - Internal to vCenter Server | Internal to Product (127.0.0.1/::1), For Reference Only | Internal to Product (127.0.0.1/::1), For Reference Only | topologysvc (internal proprietary service on appliance) | Internal | Internal
10098 | TCP | vCenter Server | 7.0, 8.0 | vSphere - Internal to vCenter Server | Internal to Product (127.0.0.1/::1), For Reference Only | Internal to Product (127.0.0.1/::1), For Reference Only | vmware-topologysvc.launcher (internal proprietary service on appliance) | Internal | Internal
1024-65535 | TCP | vCenter Server | 7.0, 8.0 | vSphere - Internal to vCenter Server | Internal to Product (0.0.0.0, Firewalled), For Reference Only | Internal to Product (127.0.0.1/::1), For Reference Only | vmware-topologysvc.launcher (internal proprietary service on appliance) | Internal | Internal | Internal listeners as part of reverse proxy/multiplexor on 443/tcp
1024-65535 | TCP | vCenter Server | 7.0, 8.0 | vSphere - Internal to vCenter Server | Internal to Product (127.0.0.1/::1), For Reference Only | Internal to Product (127.0.0.1/::1), For Reference Only | vmware-topologysvc.launcher (internal proprietary service on appliance) | Internal | Internal | Internal listeners as part of reverse proxy/multiplexor on 443/tcp
10102 | TCP | vCenter Server | 7.0, 8.0 | vSphere - Internal to vCenter Server | Internal to Product (127.0.0.1/::1), For Reference Only | Internal to Product (127.0.0.1/::1), For Reference Only | vmware-certificateauthority.launcher (internal proprietary service on appliance) | Internal | Internal
1024-65535 | TCP | vCenter Server | 7.0, 8.0 | vSphere - Internal to vCenter Server | Internal to Product (0.0.0.0, Firewalled), For Reference Only | Internal to Product (127.0.0.1/::1), For Reference Only | vmware-certificatemanagement.launcher (internal proprietary service on appliance) | Internal | Internal | Internal listeners as part of reverse proxy/multiplexor on 443/tcp
1024-65535 | TCP | vCenter Server | 7.0, 8.0 | vSphere - Internal to vCenter Server | Internal to Product (127.0.0.1/::1), For Reference Only | Internal to Product (127.0.0.1/::1), For Reference Only | vmware-certificatemanagement.launcher (internal proprietary service on appliance) | Internal | Internal | Internal listeners as part of reverse proxy/multiplexor on 443/tcp
1024-65535 | TCP | vCenter Server | 7.0, 8.0 | vSphere - Internal to vCenter Server | Internal to Product (0.0.0.0, Firewalled), For Reference Only | Internal to Product (127.0.0.1/::1), For Reference Only | vmware-certificateauthority.launcher (internal proprietary service on appliance) | Internal | Internal | Internal listeners as part of reverse proxy/multiplexor on 443/tcp
1024-65535 | TCP | vCenter Server | 7.0, 8.0 | vSphere - Internal to vCenter Server | Internal to Product (127.0.0.1/::1), For Reference Only | Internal to Product (127.0.0.1/::1), For Reference Only | vmware-certificateauthority.launcher (internal proprietary service on appliance) | Internal | Internal | Internal listeners as part of reverse proxy/multiplexor on 443/tcp
10111 | TCP | vCenter Server | 8 | vSphere - Internal to vCenter Server | Internal to Product (0.0.0.0, Firewalled), For Reference Only | Internal to Product (127.0.0.1/::1), For Reference Only | java (internal proprietary service on appliance) | Internal | Internal
10113 | TCP | vCenter Server | 8 | vSphere - Internal to vCenter Server | Internal to Product (0.0.0.0, Firewalled), For Reference Only | Internal to Product (127.0.0.1/::1), For Reference Only | java (internal proprietary service on appliance) | Internal | Internal
10114 | TCP | vCenter Server | 8 | vSphere - Internal to vCenter Server | Internal to Product (0.0.0.0, Firewalled), For Reference Only | Internal to Product (127.0.0.1/::1), For Reference Only | java (internal proprietary service on appliance) | Internal | Internal
10115 | TCP | vCenter Server | 8 | vSphere - Internal to vCenter Server | Internal to Product (0.0.0.0, Firewalled), For Reference Only | Internal to Product (127.0.0.1/::1), For Reference Only | java (internal proprietary service on appliance) | Internal | Internal
10118 | TCP | vCenter Server | 8 | vSphere - Internal to vCenter Server | Internal to Product (0.0.0.0, Firewalled), For Reference Only | Internal to Product (127.0.0.1/::1), For Reference Only | java (internal proprietary service on appliance) | Internal | Internal
10121 | TCP | vCenter Server | 8 | vSphere - Internal to vCenter Server | Internal to Product (0.0.0.0, Firewalled), For Reference Only | Internal to Product (127.0.0.1/::1), For Reference Only | nginx (internal proprietary service on appliance) | Internal | Internal
10112 | TCP | vCenter Server | 8 | vSphere - Internal to vCenter Server | Internal to Product (0.0.0.0, Firewalled), For Reference Only | Internal to Product (127.0.0.1/::1), For Reference Only | nginx (internal proprietary service on appliance) | Internal | Internal
10116 | TCP | vCenter Server | 8 | vSphere - Internal to vCenter Server | Internal to Product (0.0.0.0, Firewalled), For Reference Only | Internal to Product (127.0.0.1/::1), For Reference Only | nginx (internal proprietary service on appliance) | Internal | Internal
1024-65535 | UDP | vCenter Server | 8 | vSphere - Internal to vCenter Server | Internal to Product (0.0.0.0, Firewalled), For Reference Only | Internal to Product (127.0.0.1/::1), For Reference Only | java (internal proprietary service on appliance) | Internal | Internal | There are 10 java instances listening on dynamic UDP ports as part of vSphere Identity Services
10250 | TCP | vSphere with Tanzu | 7.0, 8.0 | vSphere - Tanzu | Tanzu Cluster Network, Tanzu Management Network | Tanzu Cluster Network, Tanzu Management Network | Supervisor Control Plane Node VMs - The kubelet helps register the Supervisor Control Plane Node VMs as nodes to the kube-apiserver in vSphere with Tanzu. | Bidirectional | Yes
10256 | TCP | vSphere with Tanzu | 7.0, 8.0 | vSphere - Tanzu | Tanzu Cluster Network, Tanzu Management Network | Tanzu Cluster Network, Tanzu Management Network | kube-proxy - Health check server for the kube-proxy service in vSphere with Tanzu | Bidirectional | Yes
10450 | TCP | vSphere with Tanzu | 7.0, 8.0 | vSphere - Tanzu | Tanzu Cluster Network, Tanzu Management Network | Tanzu Cluster Network, Tanzu Management Network | Webhook service in cert-manager - Health check server for the kube-proxy service in vSphere with Tanzu | Bidirectional | Yes
11080 | TCP | vCenter Server | 7.0, 8.0 | vSphere - Internal to vCenter Server | Internal to Product (127.0.0.1/::1), For Reference Only | Internal to Product (127.0.0.1/::1), For Reference Only | vcha (internal proprietary service on appliance) | Internal | Internal
11081 | TCP | vCenter Server | 7.0, 8.0 | vSphere - Internal to vCenter Server | Internal to Product (127.0.0.1/::1), For Reference Only | Internal to Product (127.0.0.1/::1), For Reference Only | vcha (internal proprietary service on appliance) | Internal | Internal
11097 | TCP | vCenter Server | 7.0, 8.0 | vSphere - Internal to vCenter Server | Internal to Product (127.0.0.1/::1), For Reference Only | Internal to Product (127.0.0.1/::1), For Reference Only | infraprofile (internal proprietary service on appliance) | Internal | Internal
11098 | TCP | vCenter Server | 7.0, 8.0 | vSphere - Internal to vCenter Server | Internal to Product (127.0.0.1/::1), For Reference Only | Internal to Product (127.0.0.1/::1), For Reference Only | vmware-infraprofile.launcher (internal proprietary service on appliance) | Internal | Internal
11434 | TCP | ESXI | 7.0, 8.0 | vSphere - Internal to ESXi | Internal to Product (127.0.0.1/::1), For Reference Only | Internal to Product (127.0.0.1/::1), For Reference Only | rhttpproxy (internal proprietary service on appliance) | Internal | Internal
12000 | TCP | ESXI | 7.0, 8.0 | vSphere - Internal to ESXi | Internal to Product (127.0.0.1/::1), For Reference Only | Internal to Product (127.0.0.1/::1), For Reference Only | vpxa (internal proprietary service on appliance) | Internal | Internal
12001 | TCP | ESXI | 7.0, 8.0 | vSphere - Internal to ESXi | Internal to Product (127.0.0.1/::1), For Reference Only | Internal to Product (127.0.0.1/::1), For Reference Only | hostd (internal proprietary service on appliance) | Internal | Internal
12020 | TCP | vCenter Server | 7.0, 8.0 | vSphere - Internal to vCenter Server | Internal to Product (127.0.0.1/::1), For Reference Only | Internal to Product (127.0.0.1/::1), For Reference Only | vlcm-main (internal proprietary service on appliance) | Internal | Internal
12022 | TCP | vCenter Server | 7.0, 8.0 | vSphere - Internal to vCenter Server | Internal to Product (127.0.0.1/::1), For Reference Only | Internal to Product (127.0.0.1/::1), For Reference Only | vlcm-main (internal proprietary service on appliance) | Internal | Internal
12080 | TCP | vCenter Server | 7.0, 8.0 | vSphere - Internal to vCenter Server | Internal to Product (127.0.0.1/::1), For Reference Only | Internal to Product (127.0.0.1/::1), For Reference Only | vmware-cis-license.launcher (internal proprietary service on appliance) | Internal | Internal
12321 | UDP | vSAN | 6.5, 6.7, 7.0, 8.0 | vSAN - Base | ESXi vSAN IP addresses | ESXi vSAN IP addresses | vSAN Cluster Monitoring, Membership, and Directory Service | Bidirectional | Yes
12321 | UDP | vSAN | 6.5, 6.7, 7.0, 8.0 | vSAN - Two Node | ESXi vSAN IP addresses | vSAN Witness IP address | vSAN Cluster Monitoring, Membership, and Directory Service | Outgoing | Yes
12321 | UDP | vSAN | 6.5, 6.7, 7.0, 8.0 | vSAN - Two Node | vSAN Witness IP address | ESXi vSAN IP addresses | vSAN Cluster Monitoring, Membership, and Directory Service | Incoming | Yes
12345 | UDP | vSAN | 6.5, 6.7, 7.0, 8.0 | vSAN - Base | ESXi vSAN IP addresses | ESXi vSAN IP addresses | vSAN Cluster Monitoring, Membership, and Directory Service | Bidirectional | Yes
12345 | UDP | vSAN | 6.5, 6.7, 7.0, 8.0 | vSAN - Two Node | ESXi vSAN IP addresses | vSAN Witness IP address | vSAN Cluster Monitoring, Membership, and Directory Service | Outgoing | Yes
12345 | UDP | vSAN | 6.5, 6.7, 7.0, 8.0 | vSAN - Two Node | vSAN Witness IP address | ESXi vSAN IP addresses | vSAN Cluster Monitoring, Membership, and Directory Service | Incoming | Yes
12346 | TCP | vCenter Server | 7.0, 8.0 | vSphere - Internal to vCenter Server | Internal to Product (127.0.0.1/::1), For Reference Only | Internal to Product (127.0.0.1/::1), For Reference Only | vmware-vapi-endpoint.launcher (internal proprietary service on appliance) | Internal | Internal
1024-65535 | TCP | vCenter Server | 7.0, 8.0 | vSphere - Internal to vCenter Server | Internal to Product (0.0.0.0, Firewalled), For Reference Only | Internal to Product (127.0.0.1/::1), For Reference Only | vmware-vapi-endpoint.launcher (internal proprietary service on appliance) | Internal | Internal | Internal listeners as part of reverse proxy/multiplexor on 443/tcp
1024-65535 | TCP | vCenter Server | 7.0, 8.0 | vSphere - Internal to vCenter Server | Internal to Product (127.0.0.1/::1), For Reference Only | Internal to Product (127.0.0.1/::1), For Reference Only | vmware-vapi-endpoint.launcher (internal proprietary service on appliance) | Internal | Internal | Internal listeners as part of reverse proxy/multiplexor on 443/tcp
12347 | TCP | vCenter Server | 7.0, 8.0 | vSphere - Internal to vCenter Server | Internal to Product (127.0.0.1/::1), For Reference Only | Internal to Product (127.0.0.1/::1), For Reference Only | vapi-endpoint (internal proprietary service on appliance) | Internal | Internal
12443 | TCP | vSAN | 6.5, 6.7, 7.0, 8.0 | vSAN - Base | ESXi vSAN IP addresses | ESXi vSAN IP addresses | vSAN Storage Transport | Bidirectional | Configurable
12443 | TCP | vSAN | 6.5, 6.7, 7.0, 8.0 | vSAN - Two Node | ESXi vSAN IP addresses | vSAN Witness IP address | vSAN Storage Transport | Outgoing | Configurable
12443 | TCP | vSAN | 6.5, 6.7, 7.0, 8.0 | vSAN - Two Node | vSAN Witness IP address | ESXi vSAN IP addresses | vSAN Storage Transport | Incoming | Configurable
12721 | TCP | vCenter Server | 7.0, 8.0 | vSphere - Internal to vCenter Server | Internal to Product (127.0.0.1/::1), For Reference Only | Internal to Product (127.0.0.1/::1), For Reference Only | sts (internal proprietary service on appliance) | Internal | Internal
13023 | TCP | vCenter Server | 7.0, 8.0 | vSphere - Internal to vCenter Server | Internal to Product (127.0.0.1/::1), For Reference Only | Internal to Product (127.0.0.1/::1), For Reference Only | observability-vapi.launcher (internal proprietary service on appliance) | Internal | Internal
13029 | TCP | vCenter Server | 7.0, 8.0 | vSphere - Internal to vCenter Server | Internal to Product (127.0.0.1/::1), For Reference Only | Internal to Product (127.0.0.1/::1), For Reference Only | vmware-certificatemanagement.launcher (internal proprietary service on appliance) | Internal | Internal
13030 | TCP | vCenter Server | 8 | vSphere - Internal to vCenter Server | Internal to Product (127.0.0.1/::1), For Reference Only | Internal to Product (127.0.0.1/::1), For Reference Only | vmware-hvc.launcher (internal proprietary service on appliance) | Internal | Internal
13031 | TCP | vCenter Server | 7.0, 8.0 | vSphere - Internal to vCenter Server | Internal to Product (127.0.0.1/::1), For Reference Only | Internal to Product (127.0.0.1/::1), For Reference Only | vmware-certificateauthority.launcher (internal proprietary service on appliance) | Internal | Internal
13032 | TCP | vCenter Server | 7.0, 8.0 | vSphere - Internal to vCenter Server | Internal to Product (127.0.0.1/::1), For Reference Only | Internal to Product (127.0.0.1/::1), For Reference Only | vmware-perfcharts.launcher (internal proprietary service on appliance) | Internal | Internal
13033 | TCP | vCenter Server | 7.0, 8.0 | vSphere - Internal to vCenter Server | Internal to Product (127.0.0.1/::1), For Reference Only | Internal to Product (127.0.0.1/::1), For Reference Only | observability.launcher (internal proprietary service on appliance) | Internal | Internal
1024-65535 | TCP | vCenter Server | 7.0, 8.0 | vSphere - Internal to vCenter Server | Internal to Product (0.0.0.0, Firewalled), For Reference Only | Internal to Product (127.0.0.1/::1), For Reference Only | observability.launcher (internal proprietary service on appliance) | Internal | Internal | Internal listeners as part of reverse proxy/multiplexor on 443/tcp
1024-65535 | TCP | vCenter Server | 7.0, 8.0 | vSphere - Internal to vCenter Server | Internal to Product (127.0.0.1/::1), For Reference Only | Internal to Product (127.0.0.1/::1), For Reference Only | observability.launcher (internal proprietary service on appliance) | Internal | Internal | Internal listeners as part of reverse proxy/multiplexor on 443/tcp
13035 | TCP | vCenter Server | 7.0, 8.0 | vSphere - Internal to vCenter Server | Internal to Product (127.0.0.1/::1), For Reference Only | Internal to Product (127.0.0.1/::1), For Reference Only | vmware-topologysvc.launcher (internal proprietary service on appliance) | Internal | Internal
13036 | TCP | vCenter Server | 7.0, 8.0 | vSphere - Internal to vCenter Server | Internal to Product (127.0.0.1/::1), For Reference Only | Internal to Product (127.0.0.1/::1), For Reference Only | vmware-trustmanagement.launcher (internal proprietary service on appliance) | Internal | Internal
13037 | TCP | vCenter Server | 7.0, 8.0 | vSphere - Internal to vCenter Server | Internal to Product (127.0.0.1/::1), For Reference Only | Internal to Product (127.0.0.1/::1), For Reference Only | vmware-vapi-endpoint.launcher (internal proprietary service on appliance) | Internal | Internal
13038 | TCP | vCenter Server | 7.0, 8.0 | vSphere - Internal to vCenter Server | Internal to Product (127.0.0.1/::1), For Reference Only | Internal to Product (127.0.0.1/::1), For Reference Only | vmware-content-library.launcher (internal proprietary service on appliance) | Internal | Internal
1024-65535 | TCP | vCenter Server | 7.0, 8.0 | vSphere - Internal to vCenter Server | Internal to Product (0.0.0.0, Firewalled), For Reference Only | Internal to Product (127.0.0.1/::1), For Reference Only | vmware-content-library.launcher (internal proprietary service on appliance) | Internal | Internal | Internal listeners as part of reverse proxy/multiplexor on 443/tcp
1024-65535 | TCP | vCenter Server | 7.0, 8.0 | vSphere - Internal to vCenter Server | Internal to Product (127.0.0.1/::1), For Reference Only | Internal to Product (127.0.0.1/::1), For Reference Only | vmware-content-library.launcher (internal proprietary service on appliance) | Internal | Internal | Internal listeners as part of reverse proxy/multiplexor on 443/tcp
13040 | TCP | vCenter Server | 7.0, 8.0 | vSphere - Internal to vCenter Server | Internal to Product (127.0.0.1/::1), For Reference Only | Internal to Product (127.0.0.1/::1), For Reference Only | vmware-vpxd-svcs.launcher (internal proprietary service on appliance) | Internal | Internal
1024-65535 | TCP | vCenter Server | 7.0, 8.0 | vSphere - Internal to vCenter Server | Internal to Product (0.0.0.0, Firewalled), For Reference Only | Internal to Product (127.0.0.1/::1), For Reference Only | vmware-vpxd-svcs.launcher (internal proprietary service on appliance) | Internal | Internal | Internal listeners as part of reverse proxy/multiplexor on 443/tcp
1024-65535 | TCP | vCenter Server | 7.0, 8.0 | vSphere - Internal to vCenter Server | Internal to Product (127.0.0.1/::1), For Reference Only | Internal to Product (127.0.0.1/::1), For Reference Only | vmware-vpxd-svcs.launcher (internal proprietary service on appliance) | Internal | Internal | Internal listeners as part of reverse proxy/multiplexor on 443/tcp
13042 | TCP | vCenter Server | 7.0, 8.0 | vSphere - Internal to vCenter Server | Internal to Product (127.0.0.1/::1), For Reference Only | Internal to Product (127.0.0.1/::1), For Reference Only | vmware-vsm.launcher (internal proprietary service on appliance) | Internal | Internal
1024-65535 | TCP | vCenter Server | 7.0, 8.0 | vSphere - Internal to vCenter Server | Internal to Product (0.0.0.0, Firewalled), For Reference Only | Internal to Product (127.0.0.1/::1), For Reference Only | vmware-vsm.launcher (internal proprietary service on appliance) | Internal | Internal | Internal listeners as part of reverse proxy/multiplexor on 443/tcp
1024-65535 | TCP | vCenter Server | 7.0, 8.0 | vSphere - Internal to vCenter Server | Internal to Product (127.0.0.1/::1), For Reference Only | Internal to Product (127.0.0.1/::1), For Reference Only | vmware-vsm.launcher (internal proprietary service on appliance) | Internal | Internal | Internal listeners as part of reverse proxy/multiplexor on 443/tcp
13044 | TCP | vCenter Server | 7.0, 8.0 | vSphere - Internal to vCenter Server | Internal to Product (127.0.0.1/::1), For Reference Only | Internal to Product (127.0.0.1/::1), For Reference Only | vsphere-ui.launcher (internal proprietary service on appliance) | Internal | Internal
1024-65535 | TCP | vCenter Server | 7.0, 8.0 | vSphere - Internal to vCenter Server | Internal to Product (127.0.0.1/::1), For Reference Only | Internal to Product (127.0.0.1/::1), For Reference Only | vsphere-ui.launcher (internal proprietary service on appliance) | Internal | Internal | Internal listeners as part of reverse proxy/multiplexor on 443/tcp
1024-65535 | TCP | vCenter Server | 7.0, 8.0 | vSphere - Internal to vCenter Server | Internal to Product (127.0.0.1/::1), For Reference Only | Internal to Product (127.0.0.1/::1), For Reference Only | vsphere-ui.launcher (internal proprietary service on appliance) | Internal | Internal | Internal listeners as part of reverse proxy/multiplexor on 443/tcp
13080 | TCP | vCenter Server | 7 | vSphere - Internal to vCenter Server | Internal to Product (0.0.0.0, Firewalled), For Reference Only | Internal to Product (127.0.0.1/::1), For Reference Only | vmware-perfcharts.launcher (internal proprietary service on appliance) | Internal | Internal
13080 | TCP | vCenter Server | 8 | vSphere - Internal to vCenter Server | Internal to Product (127.0.0.1/::1), For Reference Only | Internal to Product (127.0.0.1/::1), For Reference Only | vmware-perfcharts.launcher (internal proprietary service on appliance) | Internal | Internal
1024-65535 | TCP | vCenter Server | 7.0, 8.0 | vSphere - Internal to vCenter Server | Internal to Product (0.0.0.0, Firewalled), For Reference Only | Internal to Product (127.0.0.1/::1), For Reference Only | vmware-perfcharts.launcher (internal proprietary service on appliance) | Internal | Internal | Internal listeners as part of reverse proxy/multiplexor on 443/tcp
1024-65535 | TCP | vCenter Server | 7.0, 8.0 | vSphere - Internal to vCenter Server | Internal to Product (127.0.0.1/::1), For Reference Only | Internal to Product (127.0.0.1/::1), For Reference Only | vmware-perfcharts.launcher (internal proprietary service on appliance) | Internal | Internal | Internal listeners as part of reverse proxy/multiplexor on 443/tcp
13180 | TCP | vCenter Server | 7.0, 8.0 | vSphere - Internal to vCenter Server | Internal to Product (127.0.0.1/::1), For Reference Only | Internal to Product (127.0.0.1/::1), For Reference Only | vstats (internal proprietary service on appliance) | Internal | Internal
14080 | TCP | vCenter Server | 7.0, 8.0 | vSphere - Internal to vCenter Server | Internal to Product (127.0.0.1/::1), For Reference Only | Internal to Product (127.0.0.1/::1), For Reference Only | syslog (internal proprietary service on appliance) | Internal | Internal
15005 | TCP | vCenter Server | 7.0, 8.0 | vSphere - Internal to vCenter Server | Internal to Product (127.0.0.1/::1), For Reference Only | Internal to Product (127.0.0.1/::1), For Reference Only | vmware-eam.launcher (internal proprietary service on appliance) | Internal | Internal
15006 | TCP | vCenter Server | 7.0, 8.0 | vSphere - Internal to vCenter Server | Internal to Product (127.0.0.1/::1), For Reference Only | Internal to Product (127.0.0.1/::1), For Reference Only | vmware-eam.launcher (internal proprietary service on appliance) | Internal | Internal
15007 | TCP | vCenter Server | 7.0, 8.0 | vSphere - Internal to vCenter Server | Internal to Product (127.0.0.1/::1), For Reference Only | Internal to Product (127.0.0.1/::1), For Reference Only | vmware-vsm.launcher (internal proprietary service on appliance) | Internal | Internal
15007 | TCP | vCenter Server | 6.5, 6.7 | vSphere - Base | Solutions Management Addresses | vCenter Server Management IP address | vCenter Server Service Manager for registering external solutions | Incoming | Yes
15008 | TCP | vCenter Server | 6.5, 6.7 | vSphere - Base | Solutions Management Addresses | vCenter Server Management IP address | vCenter Server Service Manager for registering external solutions | Incoming | Yes
15051 | TCP | vCenter Server | 7.0, 8.0 | vSphere - Internal to vCenter Server | Internal to Product (127.0.0.1/::1), For Reference Only | Internal to Product (127.0.0.1/::1), For Reference Only | capengine (internal proprietary service on appliance) | Internal | Internal
15080 | TCP | vCenter Server | 7.0, 8.0 | vSphere - Internal to vCenter Server | Internal to Product (127.0.0.1/::1), For Reference Only | Internal to Product (127.0.0.1/::1), For Reference Only | vmware-analytics.launcher (internal proprietary service on appliance) | Internal | Internal
16666 | TCP | vCenter Server | 6.5, 6.7 | vSphere - Base | ESXi Management IP addresses | vCenter Server Management IP address | Content Library | Incoming | Yes
16666 | UDP | vCenter Server | 6.5, 6.7 | vSphere - Base | ESXi Management IP addresses | vCenter Server Management IP address | Content Library | Incoming | Yes
16667 | TCP | vCenter Server | 6.5, 6.7 | vSphere - Base | ESXi Management IP addresses | vCenter Server Management IP address | Content Library | Incoming | Yes
16667 | UDP | vCenter Server | 6.5, 6.7 | vSphere - Base | ESXi Management IP addresses | vCenter Server Management IP address | Content Library | Incoming | Yes
18090 | TCP | vCenter Server | 7.0, 8.0 | vSphere - Internal to vCenter Server | Internal to Product (127.0.0.1/::1), For Reference Only | Internal to Product (127.0.0.1/::1), For Reference Only | cm (internal proprietary service on appliance) | Internal | Internal
18091 | TCP | vCenter Server | 7.0, 8.0 | vSphere - Internal to vCenter Server | Internal to Product (127.0.0.1/::1), For Reference Only | Internal to Product (127.0.0.1/::1), For Reference Only | vmware-sca.launcher (internal proprietary service on appliance) | Internal | Internal
18868 | TCP | ESXI | 7.0, 8.0 | vSphere - Internal to ESXi | Internal to Product (127.0.0.1/::1), For Reference Only | Internal to Product (127.0.0.1/::1), For Reference Only | vsanmgmtd (internal proprietary service on appliance) | Internal | Internal
18869 | TCP | ESXI | 7.0, 8.0 | vSphere - Internal to ESXi | Internal to Product (127.0.0.1/::1), For Reference Only | Internal to Product (127.0.0.1/::1), For Reference Only | rhttpproxy (internal proprietary service on appliance) | Internal | Internal
18870 | TCP | ESXI | 7.0, 8.0 | vSphere - Internal to ESXi | Internal to Product (127.0.0.1/::1), For Reference Only | Internal to Product (127.0.0.1/::1), For Reference Only | vsanmgmtd (internal proprietary service on appliance) | Internal | Internal
18871 | TCP | ESXI | 7.0, 8.0 | vSphere - Internal to ESXi | Internal to Product (127.0.0.1/::1), For Reference Only | Internal to Product (127.0.0.1/::1), For Reference Only | rhttpproxy (internal proprietary service on appliance) | Internal | Internal
18874 | TCP | ESXI | 7.0, 8.0 | vSphere - Internal to ESXi | Internal to Product (127.0.0.1/::1), For Reference Only | Internal to Product (127.0.0.1/::1), For Reference Only | hostd (internal proprietary service on appliance) | Internal | Internal
18875 | TCP | ESXI | 7.0, 8.0 | vSphere - Internal to ESXi | Internal to Product (127.0.0.1/::1), For Reference Only | Internal to Product (127.0.0.1/::1), For Reference Only | rhttpproxy (internal proprietary service on appliance) | Internal | Internal
18898 | TCP | vCenter Server | 7.0, 8.0 | vSphere - Internal to vCenter Server | Internal to Product (127.0.0.1/::1), For Reference Only | Internal to Product (127.0.0.1/::1), For Reference Only | vmware-sps.launcher (internal proprietary service on appliance) | Internal | Internal
19071 | TCP | ESXI | 7.0, 8.0 | vSphere - Internal to ESXi | Internal to Product (127.0.0.1/::1), For Reference Only | Internal to Product (127.0.0.1/::1), For Reference Only | rhttpproxy (internal proprietary service on appliance) | Internal | Internal
20048 | TCP | vSAN | 7.0, 8.0 | vSAN - File Services | vSAN NFS Clients | vSAN File Services IP Addresses | vSAN File Services - NFS | Incoming | Configurable
20263 | TCP | ESXI | 7.0, 8.0 | vSphere - Internal to ESXi | Internal to Product (127.0.0.1/::1), For Reference Only | Internal to Product (127.0.0.1/::1), For Reference Only | vsanmgmtd (internal proprietary service on appliance) | Internal | Internal
21451 | UDP | ESXi | 7.0, 8.0 | vSphere - RDMA/PVRDMA | ESXi Management IP addresses | RDMA Storage Array | Support for RDMA-enabled Storage Arrays - Service Discovery | Outgoing | Configurable
21452 | UDP | ESXi | 7.0, 8.0 | vSphere - RDMA/PVRDMA | ESXi Management IP addresses | RDMA Storage Array | Support for RDMA-enabled Storage Arrays - Service Discovery | Outgoing | Configurable
21455 | TCP | ESXi | 7.0, 8.0 | vSphere - RDMA/PVRDMA | ESXi Management IP addresses | RDMA Storage Array | Support for RDMA-enabled Storage Arrays - Data Traffic. | Outgoing | Configurable
22000 | TCP | vCenter Server | 7.0, 8.0 | vSphere - Internal to vCenter Server | Internal to Product (127.0.0.1/::1), For Reference Only | Internal to Product (127.0.0.1/::1), For Reference Only | vmware-sps.launcher (internal proprietary service on appliance) | Internal | Internal
22745 | TCP | ESXI | 7.0, 8.0 | vSphere - Internal to ESXi | Internal to Product (127.0.0.1/::1), For Reference Only | Internal to Product (127.0.0.1/::1), For Reference Only | hostd-probe (internal proprietary service on appliance) | Internal | Internal
22849 | TCP | ESXI | 7.0, 8.0 | vSphere - Internal to ESXi | Internal to Product (127.0.0.1/::1), For Reference Only | Internal to Product (127.0.0.1/::1), For Reference Only | vsanmgmtd (internal proprietary service on appliance) | Internal | Internal
23000 | TCP | vCenter Server | 7.0, 8.0 | vSphere - Internal to vCenter Server | Internal to Product (127.0.0.1/::1), For Reference Only | Internal to Product (127.0.0.1/::1), For Reference Only | vmware-sps.launcher (internal proprietary service on appliance) | Internal | Internal
1024-65535 | TCP | vCenter Server | 7.0, 8.0 | vSphere - Internal to vCenter Server | Internal to Product (0.0.0.0, Firewalled), For Reference Only | Internal to Product (127.0.0.1/::1), For Reference Only | vmware-sps.launcher (internal proprietary service on appliance) | Internal | Internal | Internal listeners as part of reverse proxy/multiplexor on 443/tcp
1024-65535 | TCP | vCenter Server | 7.0, 8.0 | vSphere - Internal to vCenter Server | Internal to Product (127.0.0.1/::1), For Reference Only | Internal to Product (127.0.0.1/::1), For Reference Only | vmware-sps.launcher (internal proprietary service on appliance) | Internal | Internal | Internal listeners as part of reverse proxy/multiplexor on 443/tcp
23451 | UDP | vSAN | 6.5, 6.7, 7.0, 8.0 | vSAN - Base | ESXi vSAN IP addresses | ESXi vSAN IP addresses | vSAN Cluster Monitoring, Membership, and Directory Service | Bidirectional | Yes
23451 | UDP | vSAN | 6.5, 6.7, 7.0, 8.0 | vSAN - Two Node | ESXi vSAN IP addresses | vSAN Witness IP address | vSAN Cluster Monitoring, Membership, and Directory Service | Outgoing | Yes
23451 | UDP | vSAN | 6.5, 6.7, 7.0, 8.0 | vSAN - Two Node | vSAN Witness IP address | ESXi vSAN IP addresses | vSAN Cluster Monitoring, Membership, and Directory Service | Incoming | Yes
25351 | TCP | ESXI | 7.0, 8.0 | vSphere - Internal to ESXi | Internal to Product (127.0.0.1/::1), For Reference Only | Internal to Product (127.0.0.1/::1), For Reference Only | vpxa (internal proprietary service on appliance) | Internal | Internal
25795 | TCP | ESXI | 7.0, 8.0 | vSphere - Internal to ESXi | Internal to Product (127.0.0.1/::1), For Reference Only | Internal to Product (127.0.0.1/::1), For Reference Only | rhttpproxy (internal proprietary service on appliance) | Internal | Internal
26608 | TCP | ESXI | 7.0, 8.0 | vSphere - Internal to ESXi | Internal to Product (127.0.0.1/::1), For Reference Only | Internal to Product (127.0.0.1/::1), For Reference Only | vsanmgmtd (internal proprietary service on appliance) | Internal | Internal
27689 | TCP | vSAN | 7.0, 8.0 | vSAN - File Services | vSAN NFS Clients | vSAN File Services IP Addresses | vSAN File Services - NFS | Incoming | Configurable
28286 | TCP | ESXI | 7.0, 8.0 | vSphere - Internal to ESXi | Internal to Product (127.0.0.1/::1), For Reference Only | Internal to Product (127.0.0.1/::1), For Reference Only | vpxa (internal proprietary service on appliance) | Internal | Internal
28624 | TCP | ESXI | 7.0, 8.0 | vSphere - Internal to ESXi | Internal to Product (127.0.0.1/::1), For Reference Only | Internal to Product (127.0.0.1/::1), For Reference Only | rhttpproxy (internal proprietary service on appliance) | Internal | Internal
29000 | TCP | vSphere with Tanzu | 7.0, 8.0 | vSphere - Tanzu | Tanzu Cluster Network, Tanzu Management Network | Tanzu Cluster Network, Tanzu Management Network | vsphere-syncer, a Kubernetes cloud operator service over gRPC to talk to kube-apiserver in vSphere with Tanzu | Bidirectional | Yes
29846 | TCP | ESXI | 7.0, 8.0 | vSphere - Internal to ESXi | Internal to Product (127.0.0.1/::1), For Reference Only | Internal to Product (127.0.0.1/::1), For Reference Only | rhttpproxy (internal proprietary service on appliance) | Internal | Internal
31806 | TCP | ESXI | 7.0, 8.0 | vSphere - Internal to ESXi | Internal to Product (127.0.0.1/::1), For Reference Only | Internal to Product (127.0.0.1/::1), For Reference Only | vsanmgmtd (internal proprietary service on appliance) | Internal | Internal
32803 | TCP | vSAN | 7.0, 8.0 | vSAN - File Services | vSAN NFS Clients | vSAN File Services IP Addresses | vSAN File Services - NFS | Incoming | Configurable
33167 | TCP | vCenter Server | 7.0, 8.0 | vSphere - Internal to vCenter Server | Internal to Product (127.0.0.1/::1), For Reference Only | Internal to Product (127.0.0.1/::1), For Reference Only | vmware-content-library.launcher (internal proprietary service on appliance) | Internal | Internal
33333 | TCP | vCenter Server | 7.0, 8.0 | vSphere - Internal to vCenter Server | Internal to Product (127.0.0.1/::1), For Reference Only | Internal to Product (127.0.0.1/::1), For Reference Only | vmware-sps.launcher (internal proprietary service on appliance) | Internal | Internal
33741 | TCP | vCenter Server | 7.0, 8.0 | vSphere - Internal to vCenter Server | Internal to Product (127.0.0.1/::1), For Reference Only | Internal to Product (127.0.0.1/::1), For Reference Only | vmware-topologysvc.launcher (internal proprietary service on appliance) | Internal | Internal
33967 | TCP | vCenter Server | 7.0, 8.0 | vSphere - Internal to vCenter Server | Internal to Product (127.0.0.1/::1), For Reference Only | Internal to Product (127.0.0.1/::1), For Reference Only | vmware-hvc.launcher (internal proprietary service on appliance) | Internal | Internal
35941 | TCP | ESXI | 7.0, 8.0 | vSphere - Internal to ESXi | Internal to Product (127.0.0.1/::1), For Reference Only | Internal to Product (127.0.0.1/::1), For Reference Only | rhttpproxy (internal proprietary service on appliance) | Internal | Internal
36489 | TCP | vCenter Server | 7.0, 8.0 | vSphere - Internal to vCenter Server | Internal to Product (127.0.0.1/::1), For Reference Only | Internal to Product (127.0.0.1/::1), For Reference Only | vsphere-ui.launcher (internal proprietary service on appliance) | Internal | Internal
37773 | TCP | vCenter Server | 7.0, 8.0 | vSphere - Internal to vCenter Server | Internal to Product (127.0.0.1/::1), For Reference Only | Internal to Product (127.0.0.1/::1), For Reference Only | observability.launcher (internal proprietary service on appliance) | Internal | Internal
38381 | TCP | vCenter Server | 7.0, 8.0 | vSphere - Internal to vCenter Server | Internal to Product (127.0.0.1/::1), For Reference Only | Internal to Product (127.0.0.1/::1), For Reference Only | vmware-vsm.launcher (internal proprietary service on appliance) | Internal | Internal
40529 | TCP | vCenter Server | 7.0, 8.0 | vSphere - Internal to vCenter Server | Internal to Product (127.0.0.1/::1), For Reference Only | Internal to Product (127.0.0.1/::1), For Reference Only | vmware-certificatemanagement.launcher (internal proprietary service on appliance) | Internal | Internal
42143 | TCP | vCenter Server | 7.0, 8.0 | vSphere - Internal to vCenter Server | Internal to Product (127.0.0.1/::1), For Reference Only | Internal to Product (127.0.0.1/::1), For Reference Only | vmware-vapi-endpoint.launcher (internal proprietary service on appliance) | Internal | Internal
42555 | TCP | vCenter Server | 7.0, 8.0 | vSphere - Internal to vCenter Server | Internal to Product (127.0.0.1/::1), For Reference Only | Internal to Product (127.0.0.1/::1), For Reference Only | vmware-vpxd-svcs.launcher (internal proprietary service on appliance) | Internal | Internal
43555 | TCP | vCenter Server | 7.0, 8.0 | vSphere - Internal to vCenter Server | Internal to Product (127.0.0.1/::1), For Reference Only | Internal to Product (127.0.0.1/::1), For Reference Only | vmware-perfcharts.launcher (internal proprietary service on appliance) | Internal | Internal
44901 | TCP | vCenter Server | 7.0, 8.0 | vSphere - Internal to vCenter Server | Internal to Product (127.0.0.1/::1), For Reference Only | Internal to Product (127.0.0.1/::1), For Reference Only | vmware-certificateauthority.launcher (internal proprietary service on appliance) | Internal | Internal
45390 | TCP | ESXI | 7.0, 8.0 | vSphere - Internal to ESXi | Internal to Product (127.0.0.1/::1), For Reference Only | Internal to Product (127.0.0.1/::1), For Reference Only | vpxa (internal proprietary service on appliance) | Internal | Internal
46437 | TCP | vCenter Server | 7.0, 8.0 | vSphere - Internal to vCenter Server | Internal to Product (127.0.0.1/::1), For Reference Only | Internal to Product (127.0.0.1/::1), For Reference Only | vmware-trustmanagement.launcher (internal proprietary service on appliance) | Internal | Internal
51279 | TCP | ESXI | 7.0, 8.0 | vSphere - Internal to ESXi | Internal to Product (127.0.0.1/::1), For Reference Only | Internal to Product (127.0.0.1/::1), For Reference Only | vpxa (internal proprietary service on appliance) | Internal | Internal
54000 | TCP | vSphere | 7.0, 8.0 | vSphere - Bitfusion | Management Workstations | vSphere Bitfusion Server Management IP addresses | vSphere Bitfusion Management | Incoming | Yes
56573 | TCP | ESXI | 7.0, 8.0 | vSphere - Internal to ESXi | Internal to Product (127.0.0.1/::1), For Reference Only | Internal to Product (127.0.0.1/::1), For Reference Only | hostd (internal proprietary service on appliance) | Internal | Internal
58092 | TCP | ESXI | 7.0, 8.0 | vSphere - Internal to ESXi | Internal to Product (127.0.0.1/::1), For Reference Only | Internal to Product (127.0.0.1/::1), For Reference Only | rhttpproxy (internal proprietary service on appliance) | Internal | Internal
60727 | TCP | ESXI | 7.0, 8.0 | vSphere - Internal to ESXi | Internal to Product (127.0.0.1/::1), For Reference Only | Internal to Product (127.0.0.1/::1), For Reference Only | vpxa (internal proprietary service on appliance) | Internal | Internal
0-65535 | TCP | vSphere with Tanzu | 7.0, 8.0 | vSphere - Tanzu | Tanzu Cluster Network, Tanzu Management Network | Tanzu Cluster Network, Tanzu Management Network | Supervisor Control Plane Node VMs - The kubelet helps register the Supervisor Control Plane Node VMs as nodes to the kube-apiserver in vSphere with Tanzu. | Bidirectional | Yes
0-65535 | TCP | vSphere with Tanzu | 7.0, 8.0 | vSphere - Tanzu | Tanzu Cluster Network, Tanzu Management Network | Tanzu Cluster Network, Tanzu Management Network | kube-proxy determines a range of host ports to be consumed to proxy service traffic dynamically in vSphere with Tanzu. | Bidirectional | Yes
30000-32767 | TCP | vSphere with Tanzu | 7.0, 8.0 | vSphere - Tanzu | Tanzu Client Network | Tanzu Supervisor Primary Network, Tanzu Workload Network | If Nodeport support is needed; by default and for convinience, the kubernetes control plane will allocate a port from specified range. | Bidirectional | Yes
45201-46225 | TCP | vSphere | 7.0, 8.0 | vSphere - Bitfusion | vSphere Bitfusion Workload Client Addresses | vSphere Bitfusion Server Management IP addresses | vSphere Bitfusion NVIDIA CUDA Request Broker | Incoming | Yes
49152-65535 | TCP | ESXi | 6.5, 6.7, 7.0, 8.0 | vSphere - IWA | ESXi Management IP addresses | Microsoft Active Directory Domain Controllers | Active Directory Connectivity using Integrated Windows Authentication | Outgoing | Configurable
49152-65535 | TCP | vCenter Server | 6.5, 6.7, 7.0, 8.0 | vSphere - IWA | vCenter Server Management IP address | Microsoft Active Directory Domain Controllers | Active Directory Connectivity using Integrated Windows Authentication | Outgoing | Configurable
55001-55100 | TCP | vSphere | 7.0, 8.0 | vSphere - Bitfusion | vSphere Bitfusion Workload Client Addresses | vSphere Bitfusion Server Management IP addresses | vSphere Bitfusion Cluster Communications - Task Dispatcher | Incoming | Yes
56001-56100 | TCP | vSphere | 7.0, 8.0 | vSphere - Bitfusion | vSphere Bitfusion Server Management IP addresses | vSphere Bitfusion Server Management IP addresses | vSphere Bitfusion Cluster Communications - Task Dispatcher | Bidirectional | Yes
56001-56100 | TCP | vSphere | 7.0, 8.0 | vSphere - Bitfusion | vSphere Bitfusion Workload Client Addresses | vSphere Bitfusion Server Management IP addresses | vSphere Bitfusion Cluster Communications - Task Dispatcher | Incoming | Yes
7000-7001 | TCP | vSphere | 7.0, 8.0 | vSphere - Bitfusion | vSphere Bitfusion Server Management IP addresses | vSphere Bitfusion Server Management IP addresses | vSphere Bitfusion Cluster Communications - Cassandra DB | Bidirectional | Yes
Type 0, Code 0 | ICMP | ESXi | 6.5, 6.7, 7.0, 8.0 | vSphere - Base | vCenter Server Management IP address | Proxy Server IP address | ICMP Echo Reply (Ping Reply) - used for monitoring and by installers and health prechecks | Incoming | No
Type 0, Code 0 | ICMP | ESXi | 6.5, 6.7, 7.0, 8.0 | vSphere - Base | ESXi Management IP addresses | ESXi Management IP addresses | ICMP Echo Reply (Ping Reply) - Used for monitoring and by installers and health prechecks | Incoming | No
Type 0, Code 0 | ICMP | ESXi | 6.5, 6.7, 7.0, 8.0 | vSphere - Base | Management Workstations | ESXi Management IP addresses | ICMP Echo Reply (Ping Reply) - Used for monitoring and by installers and health prechecks | Incoming | No
Type 0, Code 0 | ICMP | ESXi | 6.5, 6.7, 7.0, 8.0 | vSphere - Replication | vSphere Replication Target Management IP address | ESXi Management IP addresses | ICMP Echo Reply (Ping Reply) - Used for monitoring and by installers and health prechecks | Incoming | No
Type 0, Code 0 | ICMP | ESXi | 6.5, 6.7, 7.0, 8.0 | vSphere - Replication | ESXi Management IP addresses | vSphere Replication Target Management IP address | ICMP Echo Reply (Ping Reply) - Used for monitoring and by installers and health prechecks | Incoming | No
Type 0, Code 0 | ICMP | ESXi | 6.5, 6.7, 7.0, 8.0 | vSphere - Base | ESXi vMotion IP addresses | ESXi vMotion IP addresses | ICMP Echo Reply (Ping Reply) - Used for monitoring and by installers and health prechecks | Incoming | No
Type 0, Code 0 | ICMP | vCenter Server | 6.5, 6.7, 7.0, 8.0 | vSphere - Base | vCenter Server Management IP address | ESXi Management IP addresses | ICMP Echo Reply (Ping Reply) - Used for monitoring and by installers and health prechecks | Incoming | No
Type 0, Code 0 | ICMP | vCenter Server | 6.5, 6.7, 7.0, 8.0 | vSphere - Base | Management Workstations | vCenter Server Management IP address | ICMP Echo Reply (Ping Reply) - Used for monitoring and by installers and health prechecks | Incoming | No
Type 0, Code 0 | ICMP | vCenter Server | 6.5, 6.7, 7.0, 8.0 | vSphere - ELM | Enhanced Linked Mode Partner Management IP address | vCenter Server Management IP address | ICMP Echo Reply (Ping Reply) - Used for monitoring and by installers and health prechecks | Incoming | No
Type 0, Code 0 | ICMP | vCenter Server | 6.5, 6.7, 7.0, 8.0 | vSphere - ELM | vCenter Server Management IP address | Enhanced Linked Mode Partner Management IP address | ICMP Echo Reply (Ping Reply) - Used for monitoring and by installers and health prechecks | Incoming | No
Type 0, Code 0 | ICMP | vCenter Server | 6.5, 6.7, 7.0, 8.0 | vSphere - vCHA | vCHA Partner Management IP address | vCenter Server Management IP address | ICMP Echo Reply (Ping Reply) - Used for monitoring and by installers and health prechecks | Incoming | No
Type 0, Code 0 | ICMP | vCenter Server | 6.5, 6.7, 7.0, 8.0 | vSphere - vCHA | vCenter Server Management IP address | vCHA Partner Management IP address | ICMP Echo Reply (Ping Reply) - Used for monitoring and by installers and health prechecks | Incoming | No
Type 0, Code 0 | ICMP | vSAN | 6.5, 6.7, 7.0, 8.0 | vSAN - Base | ESXi vSAN IP addresses | ESXi vSAN IP addresses | ICMP Echo Reply (Ping Reply) - Used for monitoring and by installers and health prechecks | Incoming | No
Type 0, Code 0 | ICMP | vSAN | 6.5, 6.7, 7.0, 8.0 | vSAN - Two Node | ESXi vSAN IP addresses | vSAN Witness IP address | ICMP Echo Reply (Ping Reply) - Used for monitoring and by installers and health prechecks | Incoming | No
Type 0, Code 0 | ICMP | vSAN | 6.5, 6.7, 7.0, 8.0 | vSAN - Two Node | vSAN Witness IP address | ESXi vSAN IP addresses | ICMP Echo Reply (Ping Reply) - Used for monitoring and by installers and health prechecks | Incoming | No
Type 11, Code 0 | ICMP | ESXi | 6.5, 6.7, 7.0, 8.0 | vSphere - Base | vCenter Server Management IP address | Proxy Server IP address | ICMP Time Exceeded - Enables traceroute, important for troubleshooting | Incoming | No
Type 11, Code 0 | ICMP | ESXi | 6.5, 6.7, 7.0, 8.0 | vSphere - Base | ESXi Management IP addresses | ESXi Management IP addresses | ICMP Time Exceeded - Enables traceroute, important for troubleshooting | Incoming | No
Type 11, Code 0 | ICMP | ESXi | 6.5, 6.7, 7.0, 8.0 | vSphere - Base | Management Workstations | ESXi Management IP addresses | ICMP Time Exceeded - Enables traceroute, important for troubleshooting | Incoming | No
Type 11, Code 0 | ICMP | ESXi | 6.5, 6.7, 7.0, 8.0 | vSphere - Replication | vSphere Replication Target Management IP address | ESXi Management IP addresses | ICMP Time Exceeded - Enables traceroute, important for troubleshooting | Incoming | No
Type 11, Code 0 | ICMP | ESXi | 6.5, 6.7, 7.0, 8.0 | vSphere - Replication | ESXi Management IP addresses | vSphere Replication Target Management IP address | ICMP Time Exceeded - Enables traceroute, important for troubleshooting | Incoming | No
Type 11, Code 0 | ICMP | ESXi | 6.5, 6.7, 7.0, 8.0 | vSphere - Base | ESXi vMotion IP addresses | ESXi vMotion IP addresses | ICMP Time Exceeded - Enables traceroute, important for troubleshooting | Incoming | No
Type 11, Code 0 | ICMP | vCenter Server | 6.5, 6.7, 7.0, 8.0 | vSphere - Base | vCenter Server Management IP address | ESXi Management IP addresses | ICMP Time Exceeded - Enables traceroute, important for troubleshooting | Incoming | No
Type 11, Code 0 | ICMP | vCenter Server | 6.5, 6.7, 7.0, 8.0 | vSphere - Base | Management Workstations | vCenter Server Management IP address | ICMP Time Exceeded - Enables traceroute, important for troubleshooting | Incoming | No
Type 11, Code 0 | ICMP | vCenter Server | 6.5, 6.7, 7.0, 8.0 | vSphere - ELM | Enhanced Linked Mode Partner Management IP address | vCenter Server Management IP address | ICMP Time Exceeded - Enables traceroute, important for troubleshooting | Incoming | No
Type 11, Code 0 | ICMP | vCenter Server | 6.5, 6.7, 7.0, 8.0 | vSphere - ELM | vCenter Server Management IP address | Enhanced Linked Mode Partner Management IP address | ICMP Time Exceeded - Enables traceroute, important for troubleshooting | Incoming | No
Type 11, Code 0 | ICMP | vCenter Server | 6.5, 6.7, 7.0, 8.0 | vSphere - vCHA | vCHA Partner Management IP address | vCenter Server Management IP address | ICMP Time Exceeded - Enables traceroute, important for troubleshooting | Incoming | No
Type 11, Code 0 | ICMP | vCenter Server | 6.5, 6.7, 7.0, 8.0 | vSphere - vCHA | vCenter Server Management IP address | vCHA Partner Management IP address | ICMP Time Exceeded - Enables traceroute, important for troubleshooting | Incoming | No
Type 11, Code 0 | ICMP | vSAN | 6.5, 6.7, 7.0, 8.0 | vSAN - Base | ESXi vSAN IP addresses | ESXi vSAN IP addresses | ICMP Time Exceeded - Enables traceroute, important for troubleshooting | Incoming | No
Type 11, Code 0 | ICMP | vSAN | 6.5, 6.7, 7.0, 8.0 | vSAN - Two Node | ESXi vSAN IP addresses | vSAN Witness IP address | ICMP Time Exceeded - Enables traceroute, important for troubleshooting | Incoming | No
Type 11, Code 0 | ICMP | vSAN | 6.5, 6.7, 7.0, 8.0 | vSAN - Two Node | vSAN Witness IP address | ESXi vSAN IP addresses | ICMP Time Exceeded - Enables traceroute, important for troubleshooting | Incoming | No
Type 3, Code 4 | ICMP | ESXi | 6.5, 6.7, 7.0, 8.0 | vSphere - Base | vCenter Server Management IP address | Proxy Server IP address | ICMP Fragmentation Needed - Important for Path MTU Discovery (automatic network performance tuning) | Incoming | No
Type 3, Code 4 | ICMP | ESXi | 6.5, 6.7, 7.0, 8.0 | vSphere - Base | ESXi Management IP addresses | ESXi Management IP addresses | ICMP Fragmentation Needed - Important for Path MTU Discovery (automatic network performance tuning) | Incoming | No
Type 3, Code 4 | ICMP | ESXi | 6.5, 6.7, 7.0, 8.0 | vSphere - Base | Management Workstations | ESXi Management IP addresses | ICMP Fragmentation Needed - Important for Path MTU Discovery (automatic network performance tuning) | Incoming | No
Type 3, Code 4 | ICMP | ESXi | 6.5, 6.7, 7.0, 8.0 | vSphere - Replication | vSphere Replication Target Management IP address | ESXi Management IP addresses | ICMP Fragmentation Needed - Important for Path MTU Discovery (automatic network performance tuning) | Incoming | No
Type 3, Code 4 | ICMP | ESXi | 6.5, 6.7, 7.0, 8.0 | vSphere - Replication | ESXi Management IP addresses | vSphere Replication Target Management IP address | ICMP Fragmentation Needed - Important for Path MTU Discovery (automatic network performance tuning) | Incoming | No
Type 3, Code 4 | ICMP | ESXi | 6.5, 6.7, 7.0, 8.0 | vSphere - Base | ESXi vMotion IP addresses | ESXi vMotion IP addresses | ICMP Fragmentation Needed - Important for Path MTU Discovery (automatic network performance tuning) | Incoming | No
Type 3, Code 4 | ICMP | vCenter Server | 6.5, 6.7, 7.0, 8.0 | vSphere - Base | vCenter Server Management IP address | ESXi Management IP addresses | ICMP Fragmentation Needed - Important for Path MTU Discovery (automatic network performance tuning) | Incoming | No
Type 3, Code 4 | ICMP | vCenter Server | 6.5, 6.7, 7.0, 8.0 | vSphere - Base | Management Workstations | vCenter Server Management IP address | ICMP Fragmentation Needed - Important for Path MTU Discovery (automatic network performance tuning) | Incoming | No
Type 3, Code 4 | ICMP | vCenter Server | 6.5, 6.7, 7.0, 8.0 | vSphere - ELM | Enhanced Linked Mode Partner Management IP address | vCenter Server Management IP address | ICMP Fragmentation Needed - Important for Path MTU Discovery (automatic network performance tuning) | Incoming | No
Type 3, Code 4 | ICMP | vCenter Server | 6.5, 6.7, 7.0, 8.0 | vSphere - ELM | vCenter Server Management IP address | Enhanced Linked Mode Partner Management IP address | ICMP Fragmentation Needed - Important for Path MTU Discovery (automatic network performance tuning) | Incoming | No
Type 3, Code 4 | ICMP | vCenter Server | 6.5, 6.7, 7.0, 8.0 | vSphere - vCHA | vCHA Partner Management IP address | vCenter Server Management IP address | ICMP Fragmentation Needed - Important for Path MTU Discovery (automatic network performance tuning) | Incoming | No
Type 3, Code 4 | ICMP | vCenter Server | 6.5, 6.7, 7.0, 8.0 | vSphere - vCHA | vCenter Server Management IP address | vCHA Partner Management IP address | ICMP Fragmentation Needed - Important for Path MTU Discovery (automatic network performance tuning) | Incoming | No
Type 3, Code 4 | ICMP | vSAN | 6.5, 6.7, 7.0, 8.0 | vSAN - Base | ESXi vSAN IP addresses | ESXi vSAN IP addresses | ICMP Fragmentation Needed - Important for Path MTU Discovery (automatic network performance tuning) | Incoming | No
Type 3, Code 4 | ICMP | vSAN | 6.5, 6.7, 7.0, 8.0 | vSAN - Two Node | ESXi vSAN IP addresses | vSAN Witness IP address | ICMP Fragmentation Needed - Important for Path MTU Discovery (automatic network performance tuning) | Incoming | No
Type 3, Code 4 | ICMP | vSAN | 6.5, 6.7, 7.0, 8.0 | vSAN - Two Node | vSAN Witness IP address | ESXi vSAN IP addresses | ICMP Fragmentation Needed - Important for Path MTU Discovery (automatic network performance tuning) | Incoming | No
Type 8, Code 0 | ICMP | ESXi | 6.5, 6.7, 7.0, 8.0 | vSphere - Base | vCenter Server Management IP address | Proxy Server IP address | ICMP Echo (Ping) - Used for monitoring and by installers and health prechecks | Incoming | No
Type 8, Code 0 | ICMP | ESXi | 6.5, 6.7, 7.0, 8.0 | vSphere - Base | ESXi Management IP addresses | ESXi Management IP addresses | ICMP Echo (Ping) - Used for monitoring and by installers and health prechecks | Incoming | No
Type 8, Code 0 | ICMP | ESXi | 6.5, 6.7, 7.0, 8.0 | vSphere - Base | Management Workstations | ESXi Management IP addresses | ICMP Echo (Ping) - Used for monitoring and by installers and health prechecks | Incoming | No
Type 8, Code 0 | ICMP | ESXi | 6.5, 6.7, 7.0, 8.0 | vSphere - Replication | vSphere Replication Target Management IP address | ESXi Management IP addresses | ICMP Echo (Ping) - Used for monitoring and by installers and health prechecks | Incoming | No
Type 8, Code 0 | ICMP | ESXi | 6.5, 6.7, 7.0, 8.0 | vSphere - Replication | ESXi Management IP addresses | vSphere Replication Target Management IP address | ICMP Echo (Ping) - Used for monitoring and by installers and health prechecks | Incoming | No
Type 8, Code 0 | ICMP | ESXi | 6.5, 6.7, 7.0, 8.0 | vSphere - Base | ESXi vMotion IP addresses | ESXi vMotion IP addresses | ICMP Echo (Ping) - Used for monitoring and by installers and health prechecks | Incoming | No
Type 8, Code 0 | ICMP | vCenter Server | 6.5, 6.7, 7.0, 8.0 | vSphere - Base | vCenter Server Management IP address | ESXi Management IP addresses | ICMP Echo (Ping) - Used for monitoring and by installers and health prechecks | Incoming | No
Type 8, Code 0 | ICMP | vCenter Server | 6.5, 6.7, 7.0, 8.0 | vSphere - Base | Management Workstations | vCenter Server Management IP address | ICMP Echo (Ping) - Used for monitoring and by installers and health prechecks | Incoming | No
Type 8, Code 0 | ICMP | vCenter Server | 6.5, 6.7, 7.0, 8.0 | vSphere - ELM | Enhanced Linked Mode Partner Management IP address | vCenter Server Management IP address | ICMP Echo (Ping) - Used for monitoring and by installers and health prechecks | Incoming | No
Type 8, Code 0 | ICMP | vCenter Server | 6.5, 6.7, 7.0, 8.0 | vSphere - ELM | vCenter Server Management IP address | Enhanced Linked Mode Partner Management IP address | ICMP Echo (Ping) - Used for monitoring and by installers and health prechecks | Incoming | No
Type 8, Code 0 | ICMP | vCenter Server | 6.5, 6.7, 7.0, 8.0 | vSphere - vCHA | vCHA Partner Management IP address | vCenter Server Management IP address | ICMP Echo (Ping) - Used for monitoring and by installers and health prechecks | Incoming | No
Type 8, Code 0 | ICMP | vCenter Server | 6.5, 6.7, 7.0, 8.0 | vSphere - vCHA | vCenter Server Management IP address | vCHA Partner Management IP address | ICMP Echo (Ping) - Used for monitoring and by installers and health prechecks | Incoming | No
Type 8, Code 0 | ICMP | vSAN | 6.5, 6.7, 7.0, 8.0 | vSAN - Base | ESXi vSAN IP addresses | ESXi vSAN IP addresses | ICMP Echo (Ping) - Used for monitoring and by installers and health prechecks | Incoming | No
Type 8, Code 0 | ICMP | vSAN | 6.5, 6.7, 7.0, 8.0 | vSAN - Two Node | ESXi vSAN IP addresses | vSAN Witness IP address | ICMP Echo (Ping) - Used for monitoring and by installers and health prechecks | Incoming | No
Type 8, Code 0 | ICMP | vSAN | 6.5, 6.7, 7.0, 8.0 | vSAN - Two Node | vSAN Witness IP address | ESXi vSAN IP addresses | ICMP Echo (Ping) - Used for monitoring and by installers and health prechecks | Incoming | No